## PRELIMINARY & GENERAL
ITEM | PAYMENT | DESCRIPTION | UNIT | QTY | RATE | AMOUNT
NO | REF |  |  |  |  | R-c
PART 1: PRELIMINARY AND GENERAL
| SABS 1200A | PRELIMINARY AND GENERAL
1.0 | 8.3 | Fixed Charge and Value Related Items
1.1 | 8.3.1 | Contractual requirements. | Sum | 1 |  | 0
| 8.3.2 | Establish Facilities on Site
1.2 | 8.3.2.1 | Facilities for Engineer
1.2.1 |  | Furnished office | Sum | 1 |  | 0
1.2.2 |  | Name Boards (2 No.) | Sum | 1 |  | 0
1.2.3 |  | Survey instruments | Sum | 1 |  | 0
1.2.4 |  | PPE, as specified | Sum | 1 |  | 0
1.2.5 |  | Office equipment and laptop, as specified in PSAB 3.3 and PSAB 4.3 | Sum | 1 |  | 0
1.2.6 |  | Two covered parking for two vehicles | Sum
1.2.7 |  | Refrigerator, as specified in PSAB 3.2 | Sum | 1 |  | 0
1.2.8 |  | Microwave oven, as specified in PSAB 3.2 | Sum | 1 |  | 0
1.2.9 |  | Kettle, as specified in PSAB 3.2 | Sum | 1 |  | 0
1.3 | 8.3.2.2 | Facilities for Contractor
1.3.1 |  | Offices, workshop and storage | Sum | 1 |  | 0
1.3.2 |  | Laboratories | Sum | 1 |  | 0
1.3.3 |  | Ablution and W.C. Facilities | Sum | 1 |  | 0
1.3.4 |  | Tools, Plant and Equipment | Sum | 1 |  | 0
1.3.5 |  | Water, Power and Communication | Sum | 1 |  | 0
1.3.6 |  | Dealing with water | Sum | 1 |  | 0
1.3.7 |  | Concrete Mixers | Sum | 1
1.3.8 |  | Living accommodation | Sum | 1
1.3.9 | PSA 5.1.1.2 | PPE for all Contractor's personnel including subcontractors, suppliers and visitors. | Sum | 1 |  | 0
1.4 | PSA 5.1.2 | Other fixed charge obligations | Sum | 1 |  | 0
1.5 | 8.3.4 | Remove Engineer's and Contractor's site establishment on completion | Sum | 1 |  | 0
1.6 | 8.8.2 | Accommodation of traffic at entrance into works | Sum | 1 |  | 0
| 8.4 | Time Related Items
1.7 | 8.4.1 | Contractual Requirements | Sum | 1 |  | 0
Subtotal Carried Forward to Next Page
ITEM | PAYMENT | DESCRIPTION | UNIT | QTY | RATE | AMOUNT
NO | REF |  |  |  |  | R-c
Subtotal Brought Forward from Previous Page
| 8.4.2 | Operate and Maintain Site Facilities
1.8 | 8.4.2.1 | Facilities for Engineer
1.8.1 |  | Furnished office | Sum | 1 |  | 0
1.8.2 |  | Name Boards (2 No.) | Sum | 1 |  | 0
1.8.3 |  | Survey instruments | Sum | 1 |  | 0
1.8.4 |  | PPE, as specified | Sum | 1 |  | 0
1.8.5 | PSAB 8.2.1 | Office equipment and laptop, as specified in PSAB 3.3 and PSAB 4.3 | Sum | 1 |  | 0
1.8.6 |  | Two covered parking for two vehicles | Sum | 1 |  | 0
1.8.7 |  | Refrigerator, as specified in PSAB 3.2 | Sum | 1
1.8.8 |  | Microwave oven, as specified in PSAB 3.2 | Sum | 1
1.8.9 |  | Kettle, as specified in PSAB 3.2 | Sum | 1
1.9 | 8.4.2.2 | Facilities for Contractor
1.9.1 |  | Offices, workshop and storage | Sum | 1
1.9.2 |  | Laboratories | Sum | 1
1.9.3 |  | Ablution and W.C. Facilities | Sum | 1
1.9.4 |  | Tools, Plant and Equipment | Sum | 1
1.9.5 |  | Water, Power and Communication | Sum | 1
1.9.6 |  | Dealing with water | Sum | 1
1.9.7 |  | Concrete Mixers | Sum | 1
1.9.8 |  | Living accommodation | Sum | 1
1.9.9 |  | PPE for all Contractor's personnel including subcontractors, suppliers and visitors. | Sum | 1
1.9.10 |  | Other Time related obligations
1.9.11 | 8.4.3 | Supervision for duration of construction | Sum | 1
1.9.12 | 8.4.4 | Company and Head-Office overhead costs for the duration of the contract | Sum | 1
1.11 | PSA 5.2.2 | Supervision and Mentorship of CPG Contractors for the duration of construction | Sum | 1
| 8.5 | Sums Stated Provisionally by Engineer
1.12 | C3.5 PS17 | Provisional Sum for cost of accredited training of Employer selected local community members, Ugu Staff etc | Prov Sum |  |  | 100000
1.12.1 |  | Overheads, charges and profit on item above | %
1.13 | PSA 5.3 | Provisional Sum for testing requested by the Em ployer's Agent by an approved independent laboratory including travelling expences and supply of certfied copy of test results | Prov Sum |  |  | 75000
1.13.1 | 8.5(b)(2) | Overheads, charges and profit on item above | % | 75000
1.14 | C 3.5 PS 2.2 | Provisional sum for office furniture and equipment for the administration building including lockers etc. | Prov Sum |  |  | 75000
1.14.1 |  | Overheads, charges and profit on item above | % | 75000
Subtotal Carried Forward to Next Page
ITEM | PAYMENT | DESCRIPTION | UNIT | QTY | RATE | AMOUNT
NO | REF |  |  |  |  | R-c
Subtotal Brought Forward from Previous Page
1.15 |  | Allow a provisional sum for relocation of existing services and fences where ordered (Provisional) | Prov Sum |  |  | 100000
1.15.1 |  | Overheads, charges and profit on item above | % | 100000
1.16 |  | Allow a provisional sum for compesating local community using a portion of the wastewater works site for agricultural activties for crop damage due to construction (Provisional) | Prov Sum |  |  | 100000
1.16.1 |  | Overheads, charges and profit on item above | % | 100000
1.17 | 8.7 | Day Work
(a) Labour
1.17.1 |  | (i) Unskilled labourer | hr | 160
1.17.2 |  | (ii) Semi-skilled | hr | 80
1.17.3 |  | (iii) Skilled artisan | hr | 40
(b) Plant and Equipment
1.17.4 |  | (i) 60 kW dozer, with ripper | hr | 10
1.17.5 |  | (ii) 110 kW tracked loader, mass 12 t | hr | 10
1.17.6 |  | (iii) 60 kW Trench Loader (TLB) | hr | 20
1.17.7 |  | (iv) 100 kW motor grader mass 12 t | hr | 20
1.17.8 |  | (v) 6m³ tip truck | hr | 40
1.17.9 |  | (vi) 10m³ tip truck | hr | 40
1.17.10 |  | (vii) 600 cfm (17m3/m) compressor with 4 rock drills and operators | hr | 20
1.17.11 |  | (viii) Water Tanker (6000 litre Minimum) | hr | 20
1.17.12 |  | (ix) Compactor- (Wacker or similar) | hr | 20
1.17.13 |  | (x) Hand operated roller (Type Bomag 61 or similar) | hr | 50
1.17.14 |  | (xi) Mobile crane (10t) | hr | 10
1.17.15 |  | (xii) Mobile crane (20t) | hr | 10
1.17.16 |  | (xiii) Dumper (Cap 1,5t) | hr | 20
1.17.17 |  | (c) Materials | Prov Sum |  |  | 100000
1.17.18 |  | (d) Percentage allowance on Materials | % | 100000
1.17.19 |  | (e) Plant (unspecified) | Prov Sum |  |  | 100000
1.17.20 |  | (f) Percentage allowance on Plant (unspecified) | % | 100000
| 8.8 | Temporary Works
1.18 | PSA 5.4.1 | Existing services
1.18.1 |  | (a) Excavate by hand in soft material to expose any and all services as instructed by Engineer | m³ | 20
1.18.2 |  | (b) Temporary protection, as required or as indicated by the Engineer of any and all services | Sum | 1
Subtotal Carried Forward to Next Page
ITEM | PAYMENT | DESCRIPTION | UNIT | QTY | RATE | AMOUNT
NO | REF |  |  |  |  | R-c
Subtotal Brought Forward from Previous Page
1.19 | PS 11 | ENVIRONMENTAL MANAGEMENT
1.19.1 | PS 11 EMPr PSZ | Allow for the costs of all activities that have not been included elsewhere and that are deemed necessary to ensure compliance with the requirements of the Environmental Management Plan and EA for the Project | Sum | 1
1.19.2 |  | Allow for the training of all employees involved in construction on the requisite environmental aspects | Sum | 1
1.19.3 |  | Allow for all costs associated with all compliances with the EMPr, Employer's compliances with the EMPr, Employer's Management specification and EA | Sum | 1
1.19.4 |  | Environmental awareness campaign | Sum | 1
1.19.5 |  | Water pollution control | Sum | 1
1.19.6 |  | Allow for all costs associated with all rehabilitation work on completion of the contract to ensure compliance | Sum | 1
1.20 |  | OCCUPATIONAL HEALTH & SAFETY
1.20.1 |  | Compliance with the requirements of the Occupational Health and safety Act 1993 and construction Regulations 2014, including appointment of Construction Supervisor and Competent Person (in terms of Health and Safety Specification) | Sum | 1
1.20.2 | PS 10 | Provisions of a Health and Safety Policy and organogram (in terms of Health and Safety Specification) | Sum | 1
1.20.3 | PS 10 | Hazard Identification and Risk Assesment and the provision of and adherence to a Health and Safety Plan (Health and Safety Specification) | Sum | 1
1.20.4 | PS 10 | Provision of a Health and Safety Training (Health and Safety Specification) | Sum | 1
1.20.5 | PS 10 | Provision of a Health and Safety Signage and Protective Equipment and Clothing | Sum | 1
1.20.6 | PS 10 | Liason, co-ordination and chairing of meetings in respect of Health and Safety requirements including al reporting | Sum | 1
1.20.7 | PS 10 | Other expenses incurred in complying with the requirements of the scope of Work not included above (Specify):- | Sum | 1
1.20.8 | PS 10 | Health and Safety Officer as required | Month | 10
1.20.9 |  | Compliance with SANS 1921 Part 6 HIV/Aids Awareness | Sum | 1
1.21 |  | OTHER TIME RELATED OBLIGATIONS
1.21.1 |  | Provision for payment to approved Community Liaison Officer (over 32 weeks) | Prov Sum |  |  | 150000
TOTAL PART 1: PRELIMINARY AND GENERAL CARRIED FORWARD TO SUMMARY
SUMMARY OF PART 1: PRELIMINARY AND GENERAL
| PART 1: | DESCRIPTION |  |  |  | AMOUNT
| PART 1: | PRELIMINARY AND GENERAL
TOTAL CARRIED FORWARD TO SUMMARY OF BILL OF QUANTITIES ON PAGE PD.108

## CIVIL AND BUILDING
ITEM | PAYMENT | DESCRIPTION | UNIT | QTY | RATE | AMOUNT
NO | REF |  |  |  |  | R-c
PART 2: CIVIL AND BUILDING WORKS
1.0 | SANS 1200C | SECTION 1: SITE CLEARANCE, FENCING AND DEMOLITION
| SABS 1200 C | Site Clearance
1.1 | PSC 8.2.10 | Clear and grub vegetation and trees of girth up to 1m | m² | 3180
1.2 | PSC8.2.11 | Take down existing fences
1.2.1 |  | (a) Steel mesh/wire including concrete columns | m | 320
1.2.2 |  | (c) Steel gate (pedestrian and vehicular) | No | 2
1.3 | 8.2.7 | Dismantle and remove existing pipes (not encased in concrete), electricity transmission lines, cables, etc.
1.3.1 |  | Pipes up to 150mm diameter | m | 100
1.3.2 |  | Pipes over 150mm diameter up to 400mm diameter | m | 100
1.3.3 |  | Valves up to 350mm diameter | No | 5
1.3.4 |  | Electrical cables, cable containment & equipment | Sum | 1
1.4 | 8.2.8 | Decomission, Dismantle and remove existing 2 x 160m3 moduler packaged plant and all existing equipment. Rates to include for handling and temporary storage or relocating to employer's stores, disposal of slundge within the package plant to a landfill as directed by the ECO | Sum | 1
1.4.1 |  | (a) Excavate by hand in soft material to expose the existing outfall sewer as instructed by Engineer | m³ | 50
1.5 |  | FENCING AT WWW
1.5.1 | PSC8.2.14 | Clearing and grubbing of Fence/Wall line | m | 320
1.5.2 | PSC8.2.14 | Construction of concrete palisade complete with Concrete foundation | m | 320
1.5.3 |  | Extra Over 1.5.2 for gate, 4000mm long; including gate guide, motor and remote controls | No | 1
1.5.4 |  | Extra over 1.5.2 for corner piers and bends | No | 10
1.6 | PSC 8.2.15 | Demolish and remove concrete structures/ brick buildings, etc (includes for removal and disposal of existing stormwater/ sludge within structure to landfill as directed by the ECO; includes for removal of all pipework and steel/ metalwork/ handrailing/ ladders within structures)
1.6.1 |  | Existing Admin Building | Sum | 1
1.6.2 |  | Existing Septic Tank | Sum | 1
1.6.3 |  | Existing Head of Works | Sum | 1
1.6.4 |  | Existing Chlorine Contact Tank | Sum | 1
TOTAL SECTION 1: SITE CLEARANCE AND FENCING CARRIED FORWARD TO SUMMARY
ITEM | PAYMENT | DESCRIPTION | UNIT | QTY | RATE | AMOUNT
NO | REF |  |  |  |  | R-c
2.0 | SANS 1200D | SECTION 2: EARTHWORKS (GENERAL)
2.1 | PSD 8.3.2 | Excavate in all materials and spoil to approved site | m³ | 1000
2.2 | PSD 8.3.2 | Excavate in all materials and place in stockpile for re-use in backfilling or embankments | m³ | 1830
2.3 |  | Extra over items 2.2 to 2.4 for:
2.3.1 |  | (a) Intermediate excavation (Prov) | m³ | 566
2.3.2 |  | (b) Hard Rock excavation (Prov) | m³ | 425
2.3.3 |  | (c) Boulder excavation (Prov) | m³ | 42
2.4 | PSD 8.3.4 | Importation of Materials from Commercial Sources or from Borrow pits
2.4.1 |  | (a) For Embankment Construction | m³ | 500
2.4.2 |  | (b) For Backfilling around Structures | m³ | 500
| PSD 8.3.14 | Backfill with soilcrete (1:10 cement/sand mix) | m³ | 187
2.5 | PSBB8.3.4 | Construction of Stormwater Deflection Berms | m³ | 100
2.6 | 8.3.10 | Top Soiling on road verges and embankments around structures | m² | 2170
2.7 | 8.3.11 | Grassing on road verges and embankments | m² | 2170
TOTAL SECTION SECTION 2: EARTHWORKS (GENERAL) CARRIED FORWARD TO SUMMARY
ITEM | PAYMENT | DESCRIPTION | UNIT | QTY | RATE | AMOUNT
NO | REF |  |  |  |  | R-c
3.0 |  | SECTION 3: HEAD OF WORKS
| SABS 1200 D, PSD | Earthworks
3.1 | 8.3.3 | Restricted excations
3.1.1 |  | (a) Excavate for restricted foundations, footings and pipe trenches in all materials and use for backfill or embankment or dispose of | m³ | 30
3.2 | 8.3.4 | Importing of material
3.2.1 | PSD8.3.4 | (a) Extra over for importation of G7 material from commercial sources or from borrow pits including placement compacted to 93% mod AASHTO density | m³ | 50
| SABS 1200 G, PSG | Concrete
| 8.2 | Scheduled Formwork Items
3.3 | 8.2.1 | Rough, straight, vertical to concealed surfaces
3.3.1 |  | (a) External faces of all walls | m² | 100
3.4 | 8.2.2 | Smooth, straight, vertical (external faces measured from 150mm below F.G.L) and internal faces.
3.4.1 |  | (a) sides of Walls | m² | 70
3.5 | 8.2.2 | Smooth, straight, horizontal
3.5.1 |  | (a) Soffits of inlet works roof with prop height up to 4.1m | m² | 40
3.6 | 8.2.5 | Narrow width up to 300mm wide to straight edge of
3.6.1 |  | (a) Roof slabs | m | 30
3.6.2 |  | (b) Base slab | m | 60
3.6.3 |  | (c) screen landing slabs | m | 30
3.7 | 8.2.5 | Narrow width <=300mm to form recesses 100mm deep for penstocks inclusive of all shuttering (all sides and rebates) | m | 30
3.8 | 8.2.6 | Box out holes
3.8.1 |  | (a) Small, circular, of diameter up to and including 0.35m for depth over and up to and including :
3.8.1.1 |  | 0,0 m 1,0 m | No | 1
3.8.1.2 |  | 1,0 m 2,0 m | No | 4
| 8.3 | Scheduled Reinforcement Items
3.9 |  | Steel bars (provisional quantities)
3.9.1 | 8.3.1 | (a) Mild Steel (R), all sizes | t | 1.5
3.9.2 | 8.3.1 | (b) High Tensile Steel (Y), all sizes | t | 15
Subtotal Carried Forward to Next Page
ITEM | PAYMENT | DESCRIPTION | UNIT | QTY | RATE | AMOUNT
NO | REF |  |  |  |  | R-c
Subtotal Brought Forward from Previous Page
| 8.4 | Scheduled Concrete Items
3.10 | 8.4.1 | Prescribed mix concrete grade 15/19
3.10.1 |  | (a) Concrete benching and screed at grit channel and outlet box | m³ | 10
3.11 | 8.4.2 | Blinding layer 50mm thick in grade15/19 under structures | m² | 80
3.12 | 8.4.3 | Grade 35/19 structural concrete in water retaining structures :
3.12.1 |  | (a) all floor slabs | m³ | 20
3.12.2 |  | (b) all vertical walls and Foundation | m³ | 50
3.13 | 8.4.3 | Grade 25/19 structural concrete in water retaining structures :
3.13.1 |  | (c) Inlet roof slab and beams | m³ | 10
3.14 | 8.4.4 | Unformed Surface Finishes Steel floated
3.14.1 |  | (a) Upper surfaces of inlet roof slabs | m² | 40
3.14.2 |  | (a) All floor slabs | m² | 80
3.14.3 |  | (c) Top of walls | m² | 20
| 8.5 | Joints (as detailed on Drawings)
3.15 |  | Floor expansion joints <= 350mm thick | m | 10
3.16 |  | Wall expansion joints <= 350mm thick | m | 20
3.17 |  | Floor construction joints <= 350mm thick | m | 10
3.18 |  | Wall construction joints <= 350mm thick | m | 20
| 8.7 | Grouting
3.19 |  | Grout up voids in walls <= 350mm thick using an approved non-shrink grout for area
3.19.1 |  | (a) ≥ 0.25m² | No | 4
3.19.2 |  | (b) Greater than 0.25m² but ≥ 1.0m² | No | 1
3.20 |  | Grout up voids in concrete walls and slabs for pipework ducts, specials, penstocks etc | m³ | 2
3.21 |  | Grout pockets for H.D. bolts | m³ | 2
| SABS 1200 HA, PSHA | Structural Steelwork
3.22 | 8.3.2 | Supply and install tubular stainless steel handrailing including bends and for all holding down bolts and setting same into concrete as per Drawing MD2005-04-62 | m | 43
3.23 | 8.3.4 | Supply and install open grid flooring RS40 'Rectagrid' or equal, with 40x40x6mm M.S. angle frames as per drawing MD2005-04-62 built in to Screens, building floor drainage channel complete with bolt and nuts and suit opening as shown on Drawing MD2005-04-010 | m² | 7
3.24 | PSHA 8.3.7 | Supply and Install a complete Steel penstock / sluice gate and frame at screening and grit channels | No | 6 |  | 0
Subtotal Carried Forward to Next Page
ITEM | PAYMENT | DESCRIPTION | UNIT | QTY | RATE | AMOUNT
NO | REF |  |  |  |  | R-c
Subtotal Brought Forward from Previous Page
3.25 | 8.3.5 | Supply and Install manual bar screen as show on Drawing MD2005-04-62 for a 600mm wide by 1440mm deep channel | No | 1
3.26 | 8.3.5 | Supply and Install manual bar screen as show on Drawing MD2005-04-62 for a 600mm wide by 1650mm deep channel | No | 1
TOTAL SECTION SECTION 3: HEAD OF WORKS CARRIED FORWARD TO SUMMARY
ITEM | PAYMENT | DESCRIPTION | UNIT | QTY | RATE | AMOUNT
NO | REF |  |  |  |  | R-c
| PQA | Building Work
| PQ15.1 | Brickwork
Superstructure
3.26 |  | Brickwork of NFP bricks in Class II mortar
3.26.1 |  | half brick thick walls | m² | 12
Miscellaneous Items
3.27 |  | Testing of all structures in accordance with the Specification for watertightness | Sum | 1
| SABS 1200 G, PSG | Pipe specials
All mild steel to have 6mm wall thicknesss and to be API 5L Grade X 42 unless indicated differently with Steel flanges to SANS 1123 Table 1000/3
3.27.1 | PSG8.10 | DN250 fl/pe steel pipe, 450mm long with puddle flange 125mm from pe (10.1) | No | 1
3.27.2 | PSG8.10 | DN300 fl/pe steel pipe, 450mm long with puddle flange 125mm from pe (10.2) | No | 1
3.27.3 | PSG8.10 | DN100 fl/pe stainless steel pipe, 795mm long with puddle flange 125mm from pe (10.3) | No | 1
3.27.4 | PSG8.10 | DN100 fl/pe stainless steel pipe, 1860mm long with puddle flange 125mm from pe (10.4) | No | 1
3.27.5 |  | DN250 flange adaptor to suit DN250 uPVC (10.5) | No | 1
3.27.6 |  | DN300 flange adaptor to suit DN315 uPVC (10.6) | No | 1
3.27.7 |  | DN100 wedge gate valve with an extention splindle and handwheel at ground level (10.7) | No | 2
TOTAL SECTION SECTION SECTION 3: HEAD OF WORKS CARRIED FORWARD TO SUMMARY
ITEM | PAYMENT | DESCRIPTION | UNIT | QTY | RATE | AMOUNT
NO | REF |  |  |  |  | R-c
SECTION 4: BIOREACTOR
| SABS 1200 D, PSD | Earthworks
4.1 | 8.3.3 | Restricted Excavation
4.1.1 |  | (a) Excavate for restricted foundations, footings and pipe trenches in all materials and use for backfill or embankment or dispose | m³ | 160
4.1.2 |  | (b) Extra over for
|  | (1) Intermediate excavation | m³ | 32
|  | (2) Rock excavation | m³ | 10
4.2 | 8.3.14 | 5% cement stabilisation of backfill (by mass), compacted in layers not exceeding 200mm to minimum 98% Mod AASHTO maximum dry density, incl for the supply of cement, mixing, adding water under reactor base slab (provisional) | m³ | 520
| SABS 1200 G, PSG | Concrete
| 8.2 | Scheduled Formwork Items
4.3 | 8.2.1 | Smooth, straight, battered
4.3.1 |  | (a) external faces of main tank walls | m² | 610
4.4 | 8.2.1 | Smooth, straight, Vertical
4.4.1 |  | (b) External faces of underdrain Manhole | m² | 20
4.5 | 8.2.2 | Smooth, straight, vertical
4.5.1 |  | (b) Internal faces of bioreactor main walls and Mixed Liquor Pump Station walls and outlet box | m² | 770
4.5.2 |  | (d) internal faces of underdrain Manhole | m² | 30
4.6 | 8.2.2 | Smooth, straight and circular
4.6.1 |  | Columns | m² | 210
4.7 | 8.2.2 | Smooth, straight, sloping
4.7.1 |  | (a) columns heads | m² | 17
4.8 | 8.2.2 | Smooth, straight, horizontal to soffit of
4.8.1 |  | (a) all walkways slab | m² | 98
4.8.2 |  | (b) Mixed Liquor channel | m² | 13
4.8.3 |  | (c) mixed liquor pump station roof | m² | 10
4.9 | 8.2.5 | Narrow width <=300mm straight edge
4.9.1 |  | (a) of all walkways slabs | m | 132
4.9.2 |  | (b) Stairs rise | m | 45
4.9.3 |  | (c) Side of column foundation | m | 88
4.10, | 8.2.5 | Narrow width <=500mm straight edge of
4.10.1 |  | (a) Wall foundations | m | 108
4.10.2 |  | (b) underdrain box | m | 5
4.10.3 |  | (c) sides of peripheral drains mass concrete | m | 102
4.10.4 |  | (d) sides of stairs | m | 24
Subtotal Carried Forward to Next Page
ITEM | PAYMENT | DESCRIPTION | UNIT | QTY | RATE | AMOUNT
NO | REF |  |  |  |  | R-c
Subtotal Brought Forward from Previous Page
4.11 |  | Form tapered pockets for HD Bolts supplied by others including lip for grouting
4.11.1 |  | (a) 80 x 80 x 80 mm deep | No | 25
4.11.2 |  | (b) 80 x 80 x 100 mm deep | No | 25
4.11.3 |  | (c) 100 x 100 x 100 mm deep | No | 25
4.12 | 8.2.6 | Box out holes
4.12.1 |  | (a) small, circular, of diameter up to and including 0.35 m for depth over and up to and including :
4.12.1.1 |  | 0,0 m 2,0 m | No | 4
4.12.1.2 |  | 2,0 m 3,0 m | No | 4
|  | 3,0 m and deeper | No | 7
4.12.1.3 | 8.3 | Scheduled Reinforcement Items
4.13 |  | Steel bars (provisional quantities)
4.13.1 | 8.3.1 | (a) Mild Steel (R) | t | 12
4.13.2 | 8.3.1 | (b) High Tensile Steel (Y) | t | 110
| 8.4 | Scheduled Concrete Items
4.14 | 8.4.1 | Prescribed mix concrete
4.14.1 |  | Grade 15/19 mass concrete
4.15.1.1 |  | (a) All concrete benching including shaping and laying to line and level | m³ | 10
4.15.1.2 |  | (b) Mass concrete of peripheral drains | m³ | 22
4.16 | 8.4.2 | Blinding layer 50mm thick in grade 15/19 under structures | m² | 500
4.17 | 8.4.3 | Grade 35/19 structural concrete
4.17.1 |  | (a) Floor slabs of bioreactor including underdrain manholeand splitter box | m³ | 246
4.17.2 |  | (b) Walkways floor slabs and Mixed liquor Pump Station roof slab and channel floor | m³ | 35
4.17.3 |  | (c) Main tank walls including Mixed Liquor pumpstation and channel, underdrains and outlet box | m³ | 242
4.17.4 |  | (e ) Columns including column bases and column heads | m³ | 25 |  | 0
4.17.5 |  | (c) Stairs | m³ | 4 |  | 0
4.17.6 |  | (c) All Splitter box walls | m³ | 8 |  | 0
4.18 |  | No fines concrete including finishing and sealing as specified for underdrainage system
4.18.1 |  | (a) in 75mm thick horizontal layer | m³ | 53
| 8.4.4 | Unformed Surface Finishes
Subtotal Carried Forward to Next Page
ITEM | PAYMENT | DESCRIPTION | UNIT | QTY | RATE | AMOUNT
NO | REF |  |  |  |  | R-c
Subtotal Brought Forward from Previous Page
4.19 |  | Wood floated
4.19.1 |  | (a) all benching and screed | m² | 12
4.20 |  | Steel floated
4.20.1 |  | (b) Upper surfaces of walkways slabs, stairs and Mixed liquor roof slab | m² | 121
4.20.2 |  | (a) Top of all walls including splitter box walls and floor | m² | 60
4.20.3 |  | (a) Column base | m² | 49
4.21 |  | Power floated
4.21.1 |  | (a) Bioreactor floor tank including Mixed liquor recycle pumpstation floor | m² | 690
| 8.5 | Joints
4.22 |  | Floor expansion joints as details per Dwg-MD2005-04-60
4.22.1 |  | (a) <= 250mm wide | m | 70
4.23 |  | Wall expansion joints as details per Dwg-MD2005-04-60
4.23.1 |  | (a) <= 250mm wide | m | 48
4.24 |  | Floor construction joints as details per Dwg-MD2005-04-60
4.24.1 |  | (a) <= 250mm high | m | 50
4.25 |  | Wall construction joints as details per Dwg-MD2005-04-60
4.25.1 |  | (a) <= 250mm wide | m | 42
| 8.6 | Precast elements
4.26 |  | Sumpply and install complete 1100mm x 1050mm grade 25/13 precast concrete standard segmented valve box. Complete as per Drawing MD2005-04-60 | No | 2
| 8.7 | Grouting
4.27 |  | Grout up openings in walls and floors <=400mm thick using an approved non-shrink grout for area
4.27.1 |  | (a) <= 0,25 m² | No | 2
4.27.2 |  | (b) <= 1,0 m² | No | 1
4.27.3 |  | (b) <= 1,5 m² | No | 1
4.28 |  | Grout up openings in concrete walls and slabs for pipework ducts, specials, penstocks etc supplied and placed by others (provisional) | m³ | 1
4.29 |  | Grout under pumps, motors, machinery etc. with 3:1 sand / cement grout | m³ | 1
4.30 |  | Grout pockets for H.D. bolts | m³ | 1
Subtotal Carried Forward to Next Page
ITEM | PAYMENT | DESCRIPTION | UNIT | QTY | RATE | AMOUNT
NO | REF |  |  |  |  | R-c
Subtotal Brought Forward from Previous Page
| SABS 1200HA | Structural Steelwork
| 8.3.1 | Gantry
4.31 |  | Supply and install Grade 300W steel complete gantry including crawl beam, beam trolley, HD bolts and nuts,bearing strips, and all fittings complete as per drawing MD2005-04-15 | Sum | 1
4.32 | 8.3.2 | Supply and install tubular stainless steel handrailing including bends and for all stainless steel holding down bolts and setting same into concrete as per drawing MD2005-04-62 | m | 160
Miscellaneous Items
4.33 | SABS1200G, PSG | Pipe Specials
All mild steel to have 6mm wall thicknesss and to be API 5L Grade X 42 unless indicated differently with Steel flanges to SANS 1123 Table 1000/3
4.33.1 |  | DN300 flange adapter to suit pvc DN315 uPVC pipe (15.1) | No | 1
4.33.2 | PSG8.10 | DN300 x 45 degree 3 segments bend, 305mm c/f (15.2) | No | 1
4.33.3 | PSG8.10 | DN300 pe/fl 650mm long steel pipe with puddle flange 150mm from pe (15.3) | No | 1
4.33.4 | PSG8.10 | DN150 pe/fl 450mm long steel pipe with puddle flange 150mm from pe (15.4) | No | 1
4.33.5 | PSG8.10 | DN150 x 90 degree bend, 230mm c/f (15.5) | No | 2
4.33.6 | PSG8.10 | DN150 pe/fl 1700mm long steel pipe (15.6) | No | 1
4.33.7 | PSG8.10 | DN150 pe/fl 657mm long steel pipe (15.8) | No | 2
4.33.8 |  | DN150 d/fl wedge gate valve with extension spindle and handwheel (15.9) | No | 2
4.33.9 |  | DN150 steel flange adapter (15.11) | No | 3
4.33.10 | PSG8.10 | DN150 pe/fl 639mm long steel pipe | No | 1
4.33.11 | PSG8.10 | DN150 all flanged tee, 230mm c/f (15.10) | No | 1
4.33.12 |  | DN150 flange adapter to suit pvc DN160 uPVC pipe (15.11) | No | 1
4.33.13 | PSG8.10 | DN150 pe/fl 808mm long steel pipe (15.7) | No | 1
4.33.14 | PSG8.10 | DN150 x 53 degree bend, 230mm c/f (15.12) | No | 1
4.33.15 |  | DN300 s/fl pipe x 250mm long with 250mm long pe bellmouth, (15.15) | No | 2
4.33.16 | PSG8.10 | DN300 x 90 degree bend, 305mm c/f (15.14) | No | 2
4.33.17 | PSG8.10 | DN300 d/fl 1900mm long steel pipe (15.15) | No | 2
4.33.18 | PSG8.10 | DN300 x 45 degree 2 segments bend, 205mm c/f (15.16) | No | 2
4.33.19 |  | Supply and install uPVC pipe
4.33.20 |  | Underfloor drainage system
4.33.21 |  | (a) 160mm nominal diameter | m | 60
Subtotal Carried Forward to Next Page
ITEM | PAYMENT | DESCRIPTION | UNIT | QTY | RATE | AMOUNT
NO | REF |  |  |  |  | R-c
Subtotal Brought Forward from Previous Page
4.33.22 |  | (b) 160mm diameter equal tee | No | 4 |  | 0
4.33.23 |  | (c) 75mm diameter 90° bends | No | 6 |  | 0
4.33.24 |  | DN160 uPVC class 16 peripheral drainage pipe including bends and fittings | m | 102 |  | 0
4.33.25 |  | DN110 uPVC class 34 cable ducts | m | 70 |  | 0
4.33.26 |  | Testing of structure in accordance with the Specification for water tightness | Sum | 1 |  | 0
4.33.27 |  | Supply and install cable duct sand | m³ | 3 |  | 0
TOTAL SECTION SECTION SECTION 4: BIOREACTOR CARRIED FORWARD TO SUMMARY
ITEM | PAYMENT | DESCRIPTION | UNIT | QTY | RATE | AMOUNT
NO | REF |  |  |  |  | R-c
SECTION 5: CHLORINE CONTACT TANK
| SABS 1200 D | Earthworks
5.1 |  | Restricted Excavation
5.1.1 | 8.3.3 | (a) Excavate for restricted foundations, footings and pipe trenches in all materials and use for backfill or embankment or dispose | m³ | 30
5.1.2 |  | (b) Extra over for
5.1.2.1 |  | (1) Intermediate excavation | m³ | 50
5.1.2.2 |  | (2) Hard rock excavtion | m³ | 50
5.2 |  | 5% cement stabilisation of backfill (by mass), compacted in layers not exceeding 200mm to minimum 98% Mod AASHTO maximum dry density, incl for the supply of cement, mixing, adding water under chlorine contact tank slab (provisional) | m³ | 100
| SABS 1200G | Concrete
| 8.2 | Scheduled Formwork Items
5.3 | 8.2.2 | Smooth , straight, vertical
5.3.1 |  | (a) external faces of main tank walls (measured to 150mm below Finished Ground Level) | m² | 156
5.4 | 8.2.2 | Smooth, straight, vertical
5.4.1 |  | (a) Internal faces of Tank main walls | m² | 120
5.4.2 |  | (b) both faces of inner dividing walls | m² | 120
5.5 | 8.2.5 | Narrow width <=400mm straight edge of
5.5.1 |  | (a) Wall foundations | m | 75
5.5.2 |  | (b) underdrain box | m | 5
5.6 | 8.2.6 | Box out holes
5.6.1 |  | (a) small, circular, of diameter up to and including 0.35 m for depth over and up to and including:
5.6.1.1 |  | 0,0 m 1,0 m | No | 4
5.6.1.2 |  | 1.0 m 2.0 m | No | 2
5.6.2 |  | (b) Large, circular, of diameter over 0.35 m up to 0.7 m for depth over and up to and including:
5.6.2.1 |  | 1,0 m 2,0 m | No | 2
| 8.3 | Scheduled Reinforcement Items
5.7 |  | Steel bars (provisional quantities)
5.7.1 | 8.3.1 | (a) Mild Steel ( R ), all sizes | t | 3
5.7.2 | 8.3.1 | (b) High Tensile Steel (Y), all sizes | t | 22
| 8.4 | Scheduled Concrete Items
5.8 | 8.4.1 | Prescribed mix concrete
5.8.1 |  | Grade 25/30 mass concrete
5.8.1.1 |  | (a) All concrete benching including shaping and laying to line and level | m³ | 7
Subtotal Carried Forward to Next Page
ITEM | PAYMENT | DESCRIPTION | UNIT | QTY | RATE | AMOUNT
NO | REF |  |  |  |  | R-c
Subtotal Brought Forward from Previous Page
5.9 | 8.4.2 | Blinding layer 50mm thick in grade 15/19 under structures | m² | 110
5.10 | 8.4.3 | Grade 35/19 structural concrete
5.10.1 |  | (a) Floor slabs of Main Tank including inlet and outlet boxes | m³ | 45
5.10.2 |  | (c) Main tank wallsincluding inlet and outlet boxes | m³ | 36
5.10.3 |  | (d) Internal dividing walls | m³ | 31
5.11 |  | No fines concrete including finishing and sealing as specified for underdrainage system
5.11.1 |  | (a) in 75mm thick horizontal layer | m³ | 10
| 8.4.4 | Unformed Surface Finishes
5.12 |  | Wood floated
5.12.1 |  | (a) all benching and screed | m² | 85
5.13 |  | Steel floated
5.13.1 |  | (a) outlet box, underdrain boxes and top of all walls | m² | 20
5.14 |  | Power floated
5.14.1 |  | (a) floor tank | m² | 85
| 8.5 | Joints
5.15 |  | Floor expansion joints
5.15.1 |  | (b) <= 250mm high | m | 10
5.16 |  | Wall expansion joints
5.16.1 |  | (a) <= 250mm wide | m | 10
5.17 |  | Floor construction joints
5.17.1 |  | (b) <= 250mm high | m | 15
5.18 |  | Wall contraction joint
5.18.1 |  | (a) <= 250mm wide | m | 10
| 8.6 | Precast elements
| 8.7 | Grouting
5.19 |  | Grout up openings in walls and floors <=400mm thick using an approved non-shrink grout for area
5.19.1 |  | (a) <= 0,25 m² | No | 10
5.20 |  | Grout up openings in concrete walls and slabs for pipework ducts, specials, penstocks etc supplied and placed by others (provisional) | m³ | 1
5.21 |  | Grout pockets for H.D. bolts | m³ | 1
Subtotal Carried Forward to Next Page
ITEM | PAYMENT | DESCRIPTION | UNIT | QTY | RATE | AMOUNT
NO | REF |  |  |  |  | R-c
Subtotal Brought Forward from Previous Page
| SABS 1200HA | Structural Steelwork
5.22 | 8.3.2 | Supply and install tubular stainless steel handrailing including bends and for all holding down bolts and setting same into concrete as per Drawings MD2005-04-62 | m | 46
5.23 | 8.3.4 | Supply and install open grid flooring RS80 'GMS Rectagrid' or similar approved, 1280x1080 mm with 40x4.5mm M.S. angle frames built into drainage box as detailed on Drawing MD2005-04-62 | No | 2
5.24 | 8.3.4 | Supply and install open grid flooring RS80 'GMS Rectagrid' or similar approved, 1280x1280 mm with 40x4.5mm M.S. angle frames built into inlet box as details on drawing MD2005-04-62 | No | 1
5.25 | 8.3.4 | Supply and install open grid flooring RS80 'GMS Rectagrid' or similar approved, 1330x1280 mm with 40x4.5mm M.S. angle frames built into bypass inlet box as details on drawing MD2005-04-62 | No | 1
5.26 | 8.3.4 | Supply and install open grid flooring RS80 'GMS Rectagrid' or similar approved, 1580x2730 mm with 40x4.5mm M.S. angle frames built into tank channel as details on drawing MD2005-04-62 | No | 1
5.27 |  | Supply and install complete 600mm wide Steel Penstock including all fittings and handwheel complete as per Drawing MD2005-04-61 | No | 2
5.28 |  | Supply and install complete 800mm wide Steel Penstock including all fittings and handwheel complete as per Drawing MD2005-04-61 | No | 1
5.29 |  | Supply and install complete 1200mm wide Steel Penstock including all fittings and handwheel complete as per Drawing MD2005-04-61 | No | 1
5.30 | SANS 1200L 8.2.5 | Pipework
All mild steel to have 6mm wall thicknesss and to be API 5L Grade X 42 unless indicated differently with Steel flanges to SANS 1123 Table 1000/3
5.30.1 |  | DN300 flange adapter to suit DN315 UPVC pipe | No | 2
5.30.2 |  | DN300 d/fl 895mm long steel pipe with puddle flange 400mm from one end | No | 1
5.30.3 |  | DN300 x 90 degree bend, 305mm c/f | No | 1
5.30.4 |  | DN300 x 460 bellmouth | No | 1
5.30.5 |  | DN300 pe 619mm long steel pipe with puddle flange 150mm from pe | No | 1
5.30.6 |  | DN300 flexible coupling | No | 1
5.30.7 |  | DN300 pe/fl 500mm long steel pipe with puddle flange 125mm from pe | No | 3
5.30.8 |  | DN300 pe/fl 550mm long steel pipe with puddle flange 150mm from pe | No | 1
5.30.9 |  | DN300 x 90 degree bend, 305mm c/f | No | 2
5.30.10 |  | DN300 pe/fl 690mm long steel pipe with puddle flange 150mm from pe | No | 1
5.30.11 |  | DN300 all flanged tee, 305mm c/f | No | 1
5.30.12 |  | DN300 pe/fl 1347mm long steel pipe | No | 1
Subtotal Carried Forward to Next Page
ITEM | PAYMENT | DESCRIPTION | UNIT | QTY | RATE | AMOUNT
NO | REF |  |  |  |  | R-c
Subtotal Brought Forward from Previous Page
5.30.13 |  | DN450 pe/fl 500mm long steel pipe with puddle flange 125mm from pe | No | 1
5.30.14 |  | DN450 flexible couple | No | 1
5.30.15 |  | DN450 pe 1015mm long steel pipe with puddle flange 150mm from one end | No | 1
5.30.16 |  | DN150 d/fl wedge gate valve with extension spindle and handwheel | No | 2
5.30.17 |  | DN150 pe/fl 500mm long steel pipe with puddle flange 125mm from pe | No | 2
Supply and install uPVC pipe
Underfloor drainage system
5.31 |  | DN160 uPVC class 34 underdrain pipe | m | 25
5.32 |  | DN160 uPVC class 34 drain pipe | m | 6
5.33 | PSG 8.1.2 | Testing of structure in accordance with the Specification for water tightness | Sum | 1
TOTAL SECTION SECTION SECTION 5: CHLORINE CONTACT TANK CARRIED FORWARD TO SUMMARY
ITEM | PAYMENT | DESCRIPTION | UNIT | QTY | RATE | AMOUNT
NO | REF |  |  |  |  | R-c
6.0 |  | SECTION 6: CLARIFIERS
| SABS 1200 D | Earthworks
6.1 |  | Restricted Excavation
6.1.1 | 8.3.3 | (a) Excavate for restricted foundations, footings and pipe trenches in all materials and use for backfill or embankment or dispose | m³ | 230
6.1.2 |  | (b) Extra over for
6.1.2.1 |  | (1) Intermediate excavation | m³ | 50
6.1.2.2 |  | (2) Hard rock excavation | m³ | 35
| SABS 1200G | Concrete
| 8.2 | Scheduled Formwork Items
6.2 | 8.2.2 | Smooth, straight, vertical
6.2.1 |  | (a) Formwork to sides of inlet pipe and sludge oulet pipe mass concrete | m² | 16
6.2.2 |  | (b) External faces of the effluent outlet box | m² | 8
6.3 |  | Smooth, curved, vertical
6.3.1 |  | (a) external faces of draw off sumps | m² | 21
6.3.2 |  | (b) external face of clarifier walls | m² | 180
6.4 | 8.2.2 | Smooth, straight, vertical
6.4.1 |  | (a) sides of columns at inlet | m² | 51
6.4.2 |  | (b) Internal and external (above groud) wall of effluent outlet box | m² | 35
6.5 | 8.2.2 | Smooth, curved, vertical
6.5.1 |  | (a) main wall external faces measured from 150mm below F.G.L. and internal faces | m² | 310
6.5.2 |  | (b) internal and external face of overflow launder | m² | 52
6.5.3 |  | (c) inner face of sludge draw-off sump concrete benching | m² | 5
6.5.4 |  | (d) circular faces of inlet structure | m² | 161
6.6 | 8.2.2 | Smooth, straight, horizontal
6.6.1 |  | (a) hopper slab at inlet pipe | m² | 10
6.7 | 8.2.2 | Smooth, curved, sloping
6.7.1 |  | (a) soffit of overflow launder | m² | 70
6.7.2 |  | (b) sludge draw-off benching | m² | 16
6.8 | 8.2.5 | Narrow width <=300mm curved edge of
6.8.1 |  | a) external face of overflow launder | m | 43
6.8.2 |  | b) hopper slab at inlet | m | 20
6.9 | 8.2.5 | Narrow width <=650mm curved edge of
6.9.1 |  | (a) wall foundations and no-fines drain, no-fines at inlet structure | m | 70
Subtotal Carried Forward to Next Page
ITEM | PAYMENT | DESCRIPTION | UNIT | QTY | RATE | AMOUNT
NO | REF |  |  |  |  | R-c
Subtotal Brought Forward from Previous Page
6.10 | 8.2.6 | Box out holes
6.10.1 |  | (a) small, circular, of diameter up to and including 0.35 m for depth over and up to and including :
6.10.1.1 |  | 0,5 m 1,0 m | No | 8
6.10.1.2 |  | 5,0 m 5,5 m | No | 4
| 8.3 | Scheduled Reinforcement Items
6.11 |  | Steel bars (provisional quantities)
6.11.1 | 8.3.1 | (a) Mild Steel (R), all sizes | t | 2
6.11.2 | 8.31 | (b) High Tensile Steel (Y), all sizes | t | 70
6.12 | 8.4.1 | Prescribed mix concrete
6.12.1 |  | (a) Grade 15/30 mass concrete to encase pipes
6.12.1.1 |  | Inlet pipe, undedrain pipes and sludge pipes | m³ | 10
6.13 | 8.4.2 | Blinding layer 50mm thick in grade 15/19 under structures | m² | 186
6.14 | 8.4.3 | Grade 35/19 structural concrete
6.14.1 |  | (a) floor slabs (including hopper slabs) | m³ | 98
6.14.2 |  | (b) main tank walls | m³ | 77
6.14.3 |  | (c) launder slabs | m³ | 16
6.14.4 |  | (d) launder walls | m³ | 9
6.14.5 |  | (e) complete inlet structure including columns | m³ | 22
6.14.6 |  | (f) benching in sludge outlet box | m³ | 5
6.14.7 |  | (g) benching at overflow launder | m³ | 3
6.15 |  | No fines concrete including finishing and sealing as specified for underdrainage system
6.15.1 |  | (a) in 75mm thick horizontal layer | m³ | 159
6.15.2 |  | (a) Peripheral drains | m³ | 24
| 8.4.4 | Unformed Surface Finishes
6.16 |  | Steel floated
6.16.1 |  | (a) upper surfaces of main wall and overflow launder wall and Slab | m² | 89
6.16.2 |  | (b) upper surfaces of hopper | m² | 15
6.17 |  | Power floated
6.17.1 |  | (a) Floor slabs | m² | 186
| 8.5 | Joints
6.18 |  | Floor expansion joints <= 250mm | m | 75
6.19 |  | Wall expansion joints <=250mm | m | 70
6.20 |  | Floor construction joints <=2 50mm | m | 60
6.21 |  | Wall construction joints <= 500mm | m | 160
Subtotal Carried Forward to Next Page
ITEM | PAYMENT | DESCRIPTION | UNIT | QTY | RATE | AMOUNT
NO | REF |  |  |  |  | R-c
Subtotal Brought Forward from Previous Page
| PSG 5.4 | Grouting
6.22 |  | Grout up voids in walls and floors <= 350mm thick using an approved non-shrink grout for area
6.22.1 |  | (a) <= 0.25 m² | No | 10
6.22.2 |  | (a) <= 1.0 m² | No | 10
6.23 |  | Grout up voids in walls <=500mm thick using an approved non-shrink grout for area
6.23.1 |  | (a) <= 1.0 m² | No | 5
6.24 |  | Grout up voids in concrete walls and slabs for pipework ducts, specials, penstocks etc supplied and placed by others (provisional) | m³ | 2
6.25 |  | Grout pockets for H.D. bolts | m³ | 2
| SABS 1200 HA | Structural Steelwork
6.26 |  | Supply and install complete stainless steel inlet pipe support including all angles, fitings, bolts, nuts, plates as per Drawing MD2005-04-20 for 2No clarifiers | Sum | 1
6.27 |  | Supply and install 200mm x 3mm thick grade 304 stainless steel weir plate with 60mm deep 90º vee notches at 175mm c/c including all fittings as per Drawing MD2005-04-20 | m | 49
6.28 |  | Supply and install complete 600mm wide Steel Penstock at effluent chamber including all fittings complete as per Drawing MD2005-04-61 | No | 1
6.29 | 8.3.4 | Supply and install open grid flooring RS80 'GMS Rectagrid' or similar approved, 1080x980 mm with 40x40x4.5mm M.S. angle frames built in to effluent draw off box MD2005-04-62 | No | 2
Miscellaneous Items
6.30 | 1200L 8.2.5 | Pipework
All mild steel to have 6mm wall thicknesss and to be API 5L Grade X 42 unless indicated differently
6.30.1 |  | DN300 flexible coupling | No | 2
6.30.2 |  | DN300 d/fl 1125mm long steel pipe | No | 2
6.30.3 |  | DN300 x 5 degree 2 segments bend, 220mm c/f | No | 2
6.30.4 |  | DN300 d/fl 3980mm long steel pipe | No | 2
6.30.5 |  | DN300 x 90 degree bend, 305mm c/f | No | 2
6.30.6 |  | DN300 pe/fl steel bellmouth x 3880mm long with 460mm od bellmouth at pe | No | 2
6.30.7 |  | DN200 pe/fl 4950mm long steel pipe | No | 2
6.30.8 |  | DN200 flexible coupling | No | 2
6.30.9 |  | DN75 nextube x 27m long | No | 2
6.31 |  | Supply and install uPVC underdrain pipe
6.31.1 |  | (a) 160mm nominal diameter | m | 80
6.31.2 |  | (b) 160mm diameter equal tee | No | 5
Subtotal Carried Forward to Next Page
ITEM | PAYMENT | DESCRIPTION | UNIT | QTY | RATE | AMOUNT
NO | REF |  |  |  |  | R-c
Subtotal Brought Forward from Previous Page
6.32 |  | Supply and install uPVC scum draw off pipe
6.32.1 |  | (a) D110 pe/fl pipe x 2080mm long | No | 2
6.32.2 |  | (b) DN110 pe/fl pipe x 630mm long | No | 2
6.32.3 |  | (c) DN110 d/fl 90º elbow | No | 2
6.32.4 |  | (d) DN110 flange adapter | No | 2
6.33 | PSG 8.12 | Testing of structures in accordance with the Specification for water tightness (2No) | Sum | 1
TOTAL SECTION SECTION SECTION 6: CLARIFIERS CARRIED FORWARD TO SUMMARY
ITEM | PAYMENT | DESCRIPTION | UNIT | QTY | RATE | AMOUNT
NO | REF |  |  |  |  | R-c
7.0 |  | SECTION 7: EFFLUENT & SUPERNATANT PUMP STATION
| SABS 1200 D | Earthworks
7.1 |  | Restricted Excavation
7.1.1 | 8.3.3 | (a) Excavate for restricted foundations, footings and pipe trenches in all materials and use for backfill or embankment or dispose | m³ | 120
7.1.2 |  | (b) Extra over for
7.1.2.1 |  | (1) Intermediate excavation | m³ | 24
7.1.2.2 |  | (2) Hard rock excavtion | m³ | 18
| SABS 1200G | Concrete
| 8.2 | Scheduled Formwork Items
7.2 | 8.2.2 | Smooth, straight, vertical
7.2.1 |  | (a) external faces of walls | m² | 120
7.3 | 8.2.2 | Smooth, straight, vertical
7.3.1 |  | (a) main wall internal faces | m² | 170
7.4 | 8.2.5 | Narrow width <=300mm straight edge of
7.4.1 |  | (a) Wall foundations | m | 35
7.5 | 8.2.6 | Box out holes
7.5.1 |  | (a) small, circular, of diameter up to and including 0.35 m for depth over and up to and including :
7.5.1.1 |  | 0,0 m 1,0 m | No | 15
7.5.1.2 |  | 1,0 m 2,0 m | No | 1
|  | 3,0 m 4,0 m | No | 1
7.6 |  | (b) Large, circular, of diameter over 0.35 m up to 0.7 m for depth over and up to and including :
7.6.1 |  | 0,0 m 1,0 m | No | 1
| 8.3 | Scheduled Reinforcement Items
7.7 |  | Steel bars (provisional quantities)
7.7.1 |  | (a) Mild Steel ( R ), all sizes | t | 0.8
7.7.2 |  | (b) High Tensile Steel (Y), all sizes | t | 10
| 8.4 | Scheduled Concrete Items
7.8 | 8.4.1 | Prescribed mix concrete
7.8.1 |  | Grade 25/30 mass concrete
7.8.1.1 |  | (a) All concrete benching including shaping and laying to line and level | m³ | 2
7.9 | 8.4.2 | Blinding layer 50mm thick in grade 15/19 under structures | m² | 31
7.10 | 8.4.3 | Grade 35/19 structural concrete
7.10.1 |  | (a) All Floor slabs | m³ | 5
7.10.2 |  | (c) Main tank walls | m³ | 33
Subtotal Carried Forward to Next Page
ITEM | PAYMENT | DESCRIPTION | UNIT | QTY | RATE | AMOUNT
NO | REF |  |  |  |  | R-c
Subtotal Brought Forward from Previous Page
| 8.4.4 | Unformed Surface Finishes
7.11 |  | Wood floated
7.11.1 |  | (a) all benching and screed | m² | 12
7.12 |  | Steel floated
7.12.1 |  | (a) Floor slabs and top of all walls | m² | 31
| 8.6 | Precast elements
| 8.7 | Grouting
7.13 |  | Grout up openings in walls and floors <=400mm thick using an approved non-shrink grout for area
7.13.1 |  | (a) <= 0,25 m² | No | 10
7.14 |  | Grout up openings in concrete walls and slabs for pipework ducts, specials, penstocks etc supplied and placed by others (provisional) | m³ | 1
7.15 |  | Grout pockets for H.D. bolts | m³ | 1
| SABS 1200HA | Structural Steelwork
7.16 | 8.3.4 | Supply and install open grid flooring RS80 'GMS Rectagrid' or similar approved, 1380x1330 mm with 40x4.5mm M.S. angle frames built into underdrain valve chamber as detailed on Drawing MD2005-04-62 | No | 1
7.17 | 8.3.4 | Supply and install open grid flooring RS80 'GMS Rectagrid' or similar approved, 1580x1380 mm with 40x4.5mm M.S. angle frames built into underdrain sump as details on drawing MD2005-04-62 | No | 1
7.18 | 8.3.4 | Supply and install open grid flooring RS80 'GMS Rectagrid' or similar approved, 2080x3080 mm with 40x4.5mm M.S. angle frames and 75 x 50x 8 support beam built effluent Sump as details on drawing MD2005-04-62 | No | 1
7.19 | 8.3.4 | Supply and install open grid flooring RS80 'GMS Rectagrid' or similar approved, 2080x1580 mm with 40x4.5mm M.S. angle frames and 75 x 50x 8 support beam built effluent and supernatant valve chamber as details on drawing MD2005-04-62 | No | 2
7.20 | 8.3.4 | Supply and install open grid flooring RS80 'GMS Rectagrid' or similar approved, 2080x2080 mm with 40x4.5mm M.S. angle frames and 75 x 50x 8 support beam built effluent and supernatant valve chamber as details on drawing MD2005-04-62 | No | 1
7.21 |  | Supply and install Grade 300W steel complete gantry including crawl beam, beam trolley, HD bolts and nuts,bearing strips, and all fittings complete as per drawing MD2005-04-35 | No | 2
| SANS 1200L 8.2.5 | Pipework
7.22 |  | DN300 pe/fl 500mm long steel pipe with puddle flange 125mm from pe | No | 1
7.23 |  | DN150 flange adapter to suit DN160 uPVC pipe | No | 1
Subtotal Carried Forward to Next Page
ITEM | PAYMENT | DESCRIPTION | UNIT | QTY | RATE | AMOUNT
NO | REF |  |  |  |  | R-c
Subtotal Brought Forward from Previous Page
7.24 |  | DN150 pe/fl 450mm long steel pipe with puddle flange 125mm from pe | No | 1
7.25 |  | DN100 pe/fl 460mm long steel pipe with puddle flange 125mm from pe | No | 1
7.26 |  | DN100 d/fl equal tee with 543mm long barrel and 195mm long c/fl branch at 393mm from one end | No | 1
7.27 |  | DN100 x 90 degree 3 segments bend, 195mm c/f | No | 9
7.28 |  | DN100 wedge gate valve | No | 6
7.29 |  | DN100 non return valve | No | 6
7.30 |  | DN100 d/fl 596mm long steel pipe with puddle flange 307mm from one end | No | 2
7.31 |  | DN100 d/fl 2823mm long pipe | No | 2
7.32 |  | DN100 reducing couple to suit DN75 HDPE pipe | No | 1
7.33 |  | DN100 pe/fl 819mm long steel pipe with central puddle flange | No | 2
7.34 |  | DN100 d/fl equal tee with 390mm long barrel and 803mm long c/fl central branch | No | 2
7.35 |  | DN100 d/fl 731mm long steel pipe with puddle flange 356mm from one end | No | 2
7.36 |  | DN100 d/fl 1153mm long pipe | No | 2
7.37 |  | DN100 flange adaptor to suit DN110 uPVC pipe | No | 2
7.38 |  | DN100 pe/fl 450mm long steel pipe with puddle flange 125mm from pe | No | 1
Supply and install uPVC pipe
Drainage system
7.39 |  | DN160 uPVC class 34 drain pipe | m | 2
7.40 | PSG 8.1.2 | Testing of structure in accordance with the Specification for water tightness | Sum | 1
7.41 |  | Supply and Install DN450 concrete pipe 450mm long | m | 6
TOTAL SECTION SECTION SECTION 7: EFFLUENT AN SUPERNATANT PUMPSTATION CARRIED FORWARD TO SUMMARY
ITEM | PAYMENT | DESCRIPTION | UNIT | QTY | RATE | AMOUNT
NO | REF |  |  |  |  | R-c
8.0 |  | SECTION 8: RAS PUMP STATION
8.1 |  | Restricted Excavation
8.1.1 | 8.3.3 | (a) Excavate for restricted foundations, footings and pipe trenches in all materials and use for backfill or embankment or dispose | m³ | 100
8.1.2 |  | (b) Extra over for
8.1.2.1 |  | (1) Intermediate excavation | m³ | 20
8.1.2.2 |  | (2) Hard rock excavtion | m³ | 15
| SABS 1200G | Concrete
| 8.2 | Scheduled Formwork Items
8.2 | 8.2.2 | Smooth, straight, vertical
8.2.1 |  | (a) external faces of walls | m² | 110
8.3 | 8.2.2 | Smooth, straight, vertical
8.3.1 |  | (a) main wall internal faces | m² | 80
8.4 | 8.2.5 | Narrow width <=300mm straight edge of
8.4.1 |  | (a) Wall foundations | m | 13
8.5 | 8.2.6 | Box out holes
8.5.1 |  | (a) small, circular, of diameter up to and including 0.35 m for depth over and up to and including :
8.5.1.1 |  | 0,0 m 1,0 m | No | 7
8.5.1.2 |  | 4,0 m 5,0 m | No | 1
| 8.3 | Scheduled Reinforcement Items
8.6 |  | Steel bars (provisional quantities)
8.6.1 |  | (a) Mild Steel ( R ), all sizes | t | 0.6
8.6.2 |  | (b) High Tensile Steel (Y), all sizes | t | 5
| 8.4 | Scheduled Concrete Items
8.7 | 8.4.1 | Prescribed mix concrete
8.7.1 |  | Grade 25/30 mass concrete
8.7.1.1 |  | (a) All concrete benching including shaping and laying to line and level | m³ | 1
8.8 | 8.4.2 | Blinding layer 50mm thick in grade 15/19 under structures | m² | 19
8.9 | 8.4.3 | Grade 35/19 structural concrete
8.9.1 |  | (a) All Floor slabs including sump roof slab | m³ | 7 |  | 0
8.9.2 |  | (c) Main tank walls | m³ | 23 |  | 0
| 8.4.4 | Unformed Surface Finishes
8.10 |  | Wood floated
8.10.1 |  | (a) all benching and screed | m² | 6 |  | 0
Subtotal Carried Forward to Next Page
ITEM | PAYMENT | DESCRIPTION | UNIT | QTY | RATE | AMOUNT
NO | REF |  |  |  |  | R-c
Subtotal Brought Forward from Previous Page
8.11 |  | Steel floated
8.11.1 |  | (a) Floor slabs and top of all walls | m² | 19 |  | 0
| 8.6 | Precast elements
| 8.7 | Grouting
8.12 |  | Grout up openings in walls and floors <=400mm thick using an approved non-shrink grout for area
8.12.1 |  | (a) <= 0,25 m² | No | 10 |  | 0
8.13 |  | Grout up openings in concrete walls and slabs for pipework ducts, specials, penstocks etc supplied and placed by others (provisional) | m³ | 1 |  | 0
8.14 |  | Grout pockets for H.D. bolts | m³ | 1 |  | 0
| SABS 1200HA | Structural Steelwork
8.15 | 8.3.4 | Supply and install open grid flooring RS80 'GMS Rectagrid' or similar approved, 2075 x 2730 mm with 40x4.5mm M.S. angle frames and 75 x 50x 8 support beam built into roof sump as detailed on Drawing MD2005-04-62 | No | 1 |  | 0
8.16 |  | Supply and install wall mounted sluice gate complete with 7m long extension spindle, handwheel and all fittings for a DN 200 pipe as per Drawing MD2005-04-61 | No | 2 |  | 0
8.17 |  | Supply and install Grade 300W steel complete gantry including crawl beam, beam trolley, HD bolts and nuts,bearing strips, and all fittings complete as per drawing MD2005-04-30 | Sum | 1 |  | 0
8.18 | 8.3.2 | Supply and install tubular stainless steel handrailing including bends and for all stainless steelholding down bolts and setting same into concrete as per Drawing MD2005-04-62 | m | 18 |  | 0
| SANS 1200L 8.2.5 | Pipework
8.19 |  | DN200 pe/fl 500mm long steel pipe with puddle flange 125mm from pe | No | 2 |  | 0
8.20 |  | DN200 flexible coupling | No | 2 |  | 0
8.21 |  | DN150 non return valve | No | 3 |  | 0
8.22 |  | DN150 wedge gate valve | No | 4 |  | 0
8.23 |  | DN150 x 90 degree 3 segments bend, 230mm c/f | No | 4 |  | 0
8.24 |  | DN150 d/fl equal tee with 647mm long barrel and 230mm long c/fl branch at 230mm from one end | No | 2 |  | 0
8.25 |  | DN150 d/fl 460mm long pipe | No | 1 |  | 0
8.26 |  | DN150 x DN100 d/fl unequal tee with 460mm long barrel and 230mm long c/fl central branch | No | 1 |  | 0
8.27 |  | DN150 d/fl 708mm long steel pipe with puddle flange 375mm from one end | No | 1 |  | 0
8.28 |  | DN150 flange adaptor to suit DN160 upvc pipe | No | 1 |  | 0
8.29 |  | DN150 d/fl 2843mm long pipe | No | 3 |  | 0
Subtotal Carried Forward to Next Page
ITEM | PAYMENT | DESCRIPTION | UNIT | QTY | RATE | AMOUNT
NO | REF |  |  |  |  | R-c
Subtotal Brought Forward from Previous Page
8.30 |  | DN150 x DN100 d/fl 180mm long reducer | No | 3 |  | 0
8.31 |  | DN100 wedge gate valve | No | 1 |  | 0
8.32 |  | DN100 flexible coupling | No | 1 |  | 0
8.33 |  | DN100 pe/fl 1165mm long steel pipe with puddle flange 790mm from pe | No | 1 |  | 0
8.34 |  | DN100 flange adaptor to suit DN110 uPVC pipe | No | 1 |  | 0
Supply and install uPVC pipe
drainage system
8.34 |  | DN160 uPVC class 34 drain pipe | m | 15 |  | 0
8.35 | PSG 8.1.2 | Testing of structure in accordance with the Specification for water tightness | Sum | 1 |  | 0
TOTAL SECTION SECTION SECTION 8: RAS PUMPSTATION CARRIED FORWARD TO SUMMARY
ITEM | PAYMENT | DESCRIPTION | UNIT | QTY | RATE | AMOUNT
NO | REF |  |  |  |  | R-c
9.0 |  | SECTION 9: SLUDGE AND SCUM DRYING BEDS
| SABS 1200D | Earthworks
9.1 | 8.3.3 | Restricted Excavation
9.1.1 |  | (a) Excavate for restricted foundations, footings and pipe trenches in all materials and use for backfill or embankment or dispose | m³ | 830 |  | 0
9.1.2 |  | (b) Extra over for
9.1.2.1 |  | (1) Intermediate excavation | m³ | 166 |  | 0
9.1.2.2 |  | (2) Hard rock excavation | m³ | 125 |  | 0
9.1.2.3 |  | (3) Boulder excavation Class A | m³ | 10 |  | 0
9.1.2.4 |  | (4) Boulder excavation Class B | m³ | 10 |  | 0
9.1.2.5 |  | (5) Removal of rock without the use of explosives (Provisional, only where ordered by the engineer) | m³ | 10 |  | 0
9.2 |  | Excavate and dispose of unsuitable material from trench bottom (provisional) | m³ | 100 |  | 0
9.3 | 8.3.4 | Importing of materials
9.3.1 |  | a) Importation of course sand materials from commercial sources or from borrow pits, placed in 150mm layer | m³ | 174 |  | 0
9.3.3 |  | b) Importation of 6 to 12mm stone materials from commercial sources or from borrow pits, placed in 50mm layer | m³ | 59 |  | 0
9.3.4 |  | c) Importation of 19mm stone materials from commercial sources or from borrow pits, placed in 50mm layer | m³ | 118 |  | 0
9.3.5 |  | d) Importation of 38mm stone materials from commercial sources or from borrow pits, placed in 50 to 100mm layer | m³ | 100 |  | 0
| SABS 1200MJ | Segmented Paving
9.3.6 | 8.2.2 | Supply, bed, lay "Uni-Ecolok" or similar approved Permeable Interlocking Concrete Paving systems complete
9.3.7 |  | (a) Sludge drying beds | m² | 1080
9.3.8 |  | (b) Scum Drying Beds | m² | 32
| SABS 1200G | Concrete
| 8.2 | Scheduled Formwork Items
9.4 | 8.2.5 | Narrow widths <=300mm to vertical straight edges of
9.4.1 |  | a) wall Strip footing | m | 788 |  | 0
9.5 | 8.2.5 | Narrow widths <=150mm to vertical straight edges of
9.5.1 |  | a) Slabs | m | 510 |  | 0
| 8.3 | Scheduled Reinforcement Items
9.6 |  | Steel Bars
9.6.1 | 8.3.1 | a) Mild Steel (R), all sizes | t | 0.5 |  | 0
9.6.2 | 8.3.1 | b) High Tensile Steel (Y), all sizes | t | 0.5 |  | 0
9.6.3 | 8.3.2 | (c) High tensile welded mesh reinforcement reference 395 | m² | 8 |  | 0
Subtotal Carried Forward to Next Page
ITEM | PAYMENT | DESCRIPTION | UNIT | QTY | RATE | AMOUNT
NO | REF |  |  |  |  | R-c
Subtotal Brought Forward from Previous Page
| 8.4 | Scheduled Concrete Items
9.7 | 8.4.2 | Blinding layer 50mm thick in grade 15/19 under structures | m² | 1330 |  | 0
9.8 | 8.4.3 | Grade 20/19 structural concrete
9.8.1 |  | Walls Strip footing | m³ | 175 |  | 0
Grade 20/19 Fibre Reinforcced Concrete
9.8.2 |  | (a) floor slabs and appron | m³ | 190 |  | 0
9.8.3 |  | (b) Sump floor slab | m³ | 125 |  | 0
9.8.4 |  | Supply and place Grade 20/19 concrete in anchor blocks and thrust walls complete as per Drawing details including all trimming of excavations, reinforcing and rough shuttering | m3 | 10 |  | 0
Unformed Surface Finishes
9.9 |  | Power floated
9.9.1 |  | (a) Floor slabs incl. sump floor and footing | m² | 1210 |  | 0
Brickwork
Foundations (Provisional)
9.10 |  | Brickwork of NFX bricks (7 MPa nominal compressive strength) in class II mortar
9.10.1 |  | one brick walls | m² | 561 |  | 0
| SANS 1200L 8.2.5 | Pipework
| SANS 1200 LB | Bedding (Pipes)
9.11 | 8.2.1 | Provision of bedding from trench excavations and/or other excavations without the need for screening or other treatment for:
9.11.1 |  | (a) Selected granular material | m³ | 11
9.11.2 |  | (b) Selected fill material | m³ | 32 |  | 0
9.12 | 8.2.2 | Supply bedding from commercial sources:
9.12.1 |  | (a) Selected granular material | m³ | 11 |  | 0
9.12.2 |  | (b) selected fill material | m³ | 32 |  | 0
Supply, lay and test pipes, valves and fittings complete with couplings including all nuts and bolts and insulating gaskets between stainless steel and steel pipe as follows (All flanges to table 1600/3 SANS 1123 unless otherwise specified):
9.13 |  | DN150 GI pipe cut to length to suit | m | 70 |  | 0
9.14 |  | DN150 x DN150 d/fl equal tee with barrel 500mm long and central DN150 flanged branch c/f 250mm | No | 10 |  | 0
9.15 |  | DN150 GI d/fl 90º bend, 200mm c/f | No | 10 |  | 0
9.16 |  | DN150 GI pe/fl 90º bend, 200mm c/f | No | 10 |  | 0
Subtotal Carried Forward to Next Page
ITEM | PAYMENT | DESCRIPTION | UNIT | QTY | RATE | AMOUNT
NO | REF |  |  |  |  | R-c
Subtotal Brought Forward from Previous Page
9.17 |  | DN150 RSV gate vale with handwheel | No | 10 |  | 0
9.18 |  | Supply, bed, lay, joint and test DN150 Slotted HDPE pipes and fittings complete | m | 220
Manholes
9.19 |  | Supply all materials, excavate and construct sewer manholes complete with medium duty covers and frames, Type 2A as shown on relevant drawing for depths:
9.19.1 |  | 0 - 2 m depth | N° | 18 |  | 0
TOTAL SECTION SECTION SECTION 9: SLUDGE AND SCUM DRYING BEDS CARRIED FORWARD TO SUMMARY
ITEM | PAYMENT | DESCRIPTION | UNIT | QTY | RATE | AMOUNT
NO | REF |  |  |  |  | R-c
10.0 |  | SECTION 10: STORM WATER PUMP STATION
| SABS 1200 D | Earthworks
10.1 |  | Restricted Excavation
10.1.1 | 8.3.3 | (a) Excavate for restricted foundations, footings and pipe trenches in all materials and use for backfill or embankment or dispose | m³ | 176
10.1.2 |  | (b) Extra over for
10.1.2.1 |  | (1) Intermediate excavation | m³ | 35
10.1.2.2 |  | (2) Hard rock excavtion | m³ | 5
| SABS 1200G | Concrete
| 8.2 | Scheduled Formwork Items
10.2 | 8.2.1 | Rough, straight, vertical
10.2.1 |  | (a) external faces of walls (measured to 150mm below Finished Ground Level) | m² | 82
10.3 | 8.2.2 | Smooth, straight, vertical
10.3.1 |  | (a) main wall external faces measured from 150mm below F.G.L. and internal faces | m² | 75
10.4 | 8.2.5 | Narrow width <=300mm straight edge of
10.4.1 |  | (a) Wall foundations | m | 35
10.5 | 8.2.6 | Box out holes
10.5.1 |  | (a) small, circular, of diameter up to and including 0.35 m for depth over and up to and including :
10.5.1.1 |  | 0,0 m 1,0 m | No | 15
10.5.1.2 |  | 1,0 m 2,0 m | No | 1
|  | 3,0 m 4,0 m | No | 1
10.6 |  | (b) Large, circular, of diameter over 0.35 m up to 0.7 m for depth over and up to and including :
10.6.1 |  | 0,0 m 1,0 m | No | 1
| 8.3 | Scheduled Reinforcement Items
10.7 |  | Steel bars (provisional quantities)
10.7.1 |  | (a) Mild Steel ( R ), all sizes | t | 0.8
10.7.2 |  | (b) High Tensile Steel (Y), all sizes | t | 7.2
| 8.4 | Scheduled Concrete Items
10.8 | 8.4.1 | Prescribed mix concrete
10.8.1 |  | Grade 25/30 mass concrete
10.8.1.1 |  | (a) All concrete benching including shaping and laying to line and level | m³ | 3.5
10.9 | 8.4.2 | Blinding layer 50mm thick in grade 15/19 under structures | m² | 43
Subtotal Carried Forward to Next Page
ITEM | PAYMENT | DESCRIPTION | UNIT | QTY | RATE | AMOUNT
NO | REF |  |  |  |  | R-c
Subtotal Brought Forward from Previous Page
10.10 | 8.4.3 | Grade 35/19 structural concrete
10.10.1 |  | (a) All Floor slabs | m³ | 17
10.10.2 |  | (c) Main tank walls | m³ | 17
| 8.4.4 | Unformed Surface Finishes
10.11 |  | Wood floated
10.11.1 |  | (a) all benching and screed | m² | 15
10.12 |  | Steel floated
10.12.1 |  | (a) Floor slabs and top of all walls | m² | 7
| 8.6 | Precast elements
| 8.7 | Grouting
10.13 |  | Grout up openings in walls and floors <=400mm thick using an approved non-shrink grout for area
10.13.1 |  | (a) <= 0,25 m² | No | 10
10.14 |  | Grout up openings in concrete walls and slabs for pipework ducts, specials, penstocks etc supplied and placed by others (provisional) | m³ | 1
10.15 |  | Grout pockets for H.D. bolts | m³ | 1
| SABS 1200HA | Structural Steelwork
10.16 | 8.3.4 | Supply and install open grid flooring RS80 'GMS Rectagrid' or similar approved, 4000x5500 mm with 40x4.5mm M.S. angle frames and 75 x 50x 8 support beam built storm water valve chamber as details on drawing MD2005-04-62 | No | 1
10.17 | 8.3.4 | Supply and install open grid flooring RS80 'GMS Rectagrid' or similar approved, 1500x2250 mm with 40x4.5mm M.S. angle frames and 75 x 50x 8 support beam built storm water valve chamber as details on drawing MD2005-04-62 | No | 1
10.2 |  | stainless steelinternal ladder 2.9 m high at waste activated outlet box as per Drawing MD2005-04-40 | No | 1
| SANS 1200L 8.2.5 | Pipework
10.22 |  | DN250 pe/fl 500mm long steel pipe with puddle flange 125mm from pe | No | 1
10.23 |  | DN250 flange adapter to suit DN250 uPVC pipe | No | 2
10.24 |  | DN250 d/fl 455mm reducer to suit DN150 steel pipe | No | 1
10.26 |  | DN150 d/fl equal tee with 585mm long barrel and 1033mm long c/fl branch with puddle flange 475mm from pe | No | 1
10.27 |  | DN150 x 90 degree bend, 195mm C/F | No | 6
10.28 |  | DN150 wedge gate valve | No | 2
10.29 |  | DN150 non return valve | No | 2
Subtotal Carried Forward to Next Page
ITEM | PAYMENT | DESCRIPTION | UNIT | QTY | RATE | AMOUNT
NO | REF |  |  |  |  | R-c
Subtotal Brought Forward from Previous Page
10.3 |  | DN150 d/fl 722mm long steel pipe with puddle flange 386mm from one end | No | 2
10.31 |  | DN150 d/fl 1776mm long pipe | No | 2
Supply and install uPVC pipe
Drainage system
10.39 |  | DN110 uPVC class 34 drain pipe | m | 2
10.4 | PSG 8.1.2 | Testing of structure in accordance with the Specification for water tightness | Sum | 1
10.41 |  | Supply and Install DN250 concrete pipe 6m long | No | 1
TOTAL SECTION SECTION SECTION 10: STORMWATER PUMP STATION CARRIED FORWARD TO SUMMARY
ITEM | PAYMENT | DESCRIPTION | UNIT | QTY | RATE | AMOUNT
NO | REF |  |  |  |  | R-c
11 |  | SECTION 11: INTERCONNECTING PIPEWORK
| SABS | Earthworks (Minor Structures)
11.1 | 8.3.1(b) | Excavate in all materials and use for backfilling or dispose as ordered for minor structures and chambers | m³ | 30
11.2 |  | Extra over Item 11.1 for:
11.2.1 |  | Hard rock excavation | m³ | 5
11.2.2 |  | Intermediate excavation | m³ | 2
| SABS | Earthworks (Pipe Trenches)
| 8.3.1(a) | Site Clearance and Removal of Topsoil
11.3 |  | Clear 1200 mm width along pipeline routes of vegetation and trees of girth up to 1,5 m | m | 860
11.4 |  | Remove top soil to a depth of 200mm up to 1,2 metre working width, stockpile and maintain at approved areas within the WWW site | m | 860
Pipe Trenches
11.5 | 8.3.2(a) | Excavate in all materials for trenches, backfill, compact and dispose of surplus/ unsuitable material for pipes up to and including 600 mm diameter for depths (Rate to include where required shoring or other suitable lateral support):
11.5.1 |  | 0,0 m - 1,0 m | m | 350
11.5.2 |  | 1,0 m - 1,5 m | m | 270
11.5.3 |  | 1,5m - 2,0 m | m | 70
11.5.4 |  | 2,0 m - 2,5 m | m | 35
11.5.5 |  | 2,5 m - 3,0 m | m | 15
11.5.6 |  | 3,0 m - 3,5 m | m | 30
11.5.7 |  | 3,5 m - 4,0 m | m | 20
11.5.8 |  | 4,0 m - 4,5 m | m | 20
|  | Excavate by hand in confined areas for pipe trenches or to locate and expose existing services where ordered by the Engineer | m³ | 69.875
11.6 | 8.3.2(b) | Extra over Item 11.5 for
11.6.1 |  | (a) Intermediate excavation | m³ | 410
11.6.2 |  | (b) Hard rock excavation | m³ | 280
11.6.3 |  | (c) Boulder excavation Class A | m³ | 680
11.6.4 |  | (d) Boulder excavation Class B | m³ | 50
11.6.5 |  | (e) Removal of rock without the use of explosives (Provisional, only where ordered by the engineer) | m³ | 10
11.7 | 8.3.2(c) | Excavate and dispose of unsuitable material from trench bottom (provisional) | m³ | 136
Subtotal Carried Forward to Next Page
ITEM | PAYMENT | DESCRIPTION | UNIT | QTY | RATE | AMOUNT
NO | REF |  |  |  |  | R-c
Subtotal Brought Forward from Previous Page
| 8.3.3 | Excavation Ancillaries
11.8 | 8.3.3.1 | Make up deficiency in backfill material (Provisional) by:
11.8.1 |  | Importation from stockpiles on the site | m³ | 500
11.8.2 |  | Imported backfill from commercial sources | m³ | 180
| SABS 1200 DB | Existing Services
| 8.3.5 (a) | Services that Intersect a trench
11.9 |  | Telkom and electric cables (LT and HT, underground). No additional payment will be made for overhead lines or poles | No | 3
11.10 |  | Extra Over Item 11.9 for excavating, backfilling, compacting and reinstating trenches crossing beneath existing service (rate to include for reinstating if damaged in any way by the Contractor) for:
11.10.1 |  | Telkom and electrical cables | No | 3
| 8.3.5 (b) | Services that adjoin a trench
11.11 |  | Telkom and Electric cables (LT) and (HT) underground. No additional payment will be made for overhead lines or poles | m | 10
11.12 |  | Extra Over Item 11.11 for excavating, backfilling, compacting and reinstating trenches parallel to and within 1,0 metres from adjoining service (rate to include for reinstating if damaged in any way by the Contractor)
11.12.1 |  | Telkom and electrical cables | m | 5
11.13 | 8.3.3.3 | Compaction of backfill in road reserves to 98% MOD AASHTO (excludes bedding cradle and blanket) | m³ | 5
| SABS | Bedding (Pipes)
11.14 | 8.2.1 | Provision of bedding from trench excavations and/or other excavations without the need for screening or other treatment for:
11.14.1 |  | (a) Selected granular material | m³ | 30
11.14.2 |  | (b) Selected fill material | m³ | 125
11.15 | 8.2.2 | Supply bedding from commercial sources:
11.15.1 |  | (a) Selected granular material | m³ | 65
11.15.2 |  | (b) selected fill material | m³ | 290
11.16 | 8.2.3 | Concrete Bed and Haunch (15/19 concrete) | m³ | 10
11.17 | 8.2.4 | Encasing of Pipes in Concrete (20/19) for pipes up to 600 mm diameter | m³ | 5
11.18 |  | Stone bedding (Waterlogged trenches)
11.18.1 |  | Supply and place 19 mm stone bedding | m³ | 5
11.18.2 |  | Supply and lay geotextile fabric (Kaymat U24 or similar approved) | m² | 25
Subtotal Carried Forward to Next Page
ITEM | PAYMENT | DESCRIPTION | UNIT | QTY | RATE | AMOUNT
NO | REF |  |  |  |  | R-c
Subtotal Brought Forward from Previous Page
| SABS | Pipe Laying
| 1200 L | uPVC Sewer Pipes (Class 34)
11.19 | 8.2.1 | Supply, handle, lay, bed, joint and test the following uPVC sewer pipes class 34 with integral rubber ring joints on one end of each length to SABS 791 complete with couplings
11.19.1 |  | DN250 | m | 10
11.19.2 |  | DN160 | m | 115
11.19.3 |  | DN110 | m | 96
uPVC Pressure Pipes (Class 12)
11.20 |  | Supply, handle, lay, joint and test uPVC pipes with Z Lok joints in bedding for flexible pipes to SANS 966-1:
11.20.1 |  | DN 315 | m | 45
11.20.2 |  | DN 250 | m | 115
11.20.3 |  | DN 160 | m | 285
11.20.4 |  | DN 110 | m | 180
11.20.5 |  | DN 50 | m | 335
| SANS 1200L 8.2.2 | Cast Iron Z-lok fittings and specials for use with PVC pipes
11.21 |  | uPVC Sewer Bends (Class 34)
11.21.1 |  | DN110 90° | No | 2
11.21.2 |  | DN110 45° | No | 4
11.21.3 |  | DN110 22.5° | No | 3
11.21.4 |  | DN110 11.25° | No | 1
11.21.5 |  | DN160 90° | No | 2
11.21.6 |  | DN160 45° | No | 1
11.21.7 |  | DN160 22.5° | No | 2
11.21.8 |  | DN160 11.5° | No | 1
11.22 |  | uPVC Pressure Bends (Class 12)
11.22.1 |  | DN315 45° | No | 2
11.22.2 |  | DN315 22.5° | No | 1
11.22.3 |  | DN250 90° | No | 1
11.22.4 |  | DN250 45° | No | 1
11.22.5 |  | DN250 22.5° | No | 1
11.22.6 |  | DN250 11.5° | No | 1
11.22.7 |  | DN160 90° | No | 2
11.22.8 |  | DN160 45° | No | 4
Subtotal Carried Forward to Next Page
ITEM | PAYMENT | DESCRIPTION | UNIT | QTY | RATE | AMOUNT
NO | REF |  |  |  |  | R-c
Subtotal Brought Forward from Previous Page
11.22.9 |  | DN160 22.5° | No | 2
11.22.10 |  | DN160 11.25° | No | 3
11.22.11 |  | DN110 90° | No | 2
11.22.12 |  | DN110 45° | No | 3
11.22.13 |  | DN110 22.5° | No | 2
11.22.14 |  | DN110 11.25° | No | 2
11.22.15 |  | DN50 90° | No | 8
11.22.16 |  | DN50 45° | No | 11
11.22.17 |  | DN50 22.5° | No | 5
11.22.18 |  | DN50 11.25° | No | 3
11.23 |  | Flange Adaptors
11.23.1 |  | DN300 | No | 4
11.23.2 |  | DN160 | No | 4
11.23.3 |  | DN110 | No | 8
11.23.4 |  | DN50 | No | 14
11.24 |  | Tees
11.24.1 |  | DN315 x DN315 reducing tee | No | 2
11.24.2 |  | DN160 x DN160 equal tee | No | 2
11.24.3 |  | DN110 x DN110 reducing tee | No | 2
11.24.4 |  | DN50 x DN50 equal tee | No | 7
11.25 | 8.2.3 | Resilient Seal Gate Valves PN 12 (supply and install, including testing etc. and all fittings like bolts, nuts, washers, etc.)
11.25.1 |  | DN160 | No | 4
11.25.2 |  | DN110 | No | 1
11.25.3 |  | DN50 | No | 6
11.26 | 8.2.13 | Precast concrete gate valve chambers complete, including grade 25/13 precast concrete spacer ring manhole, 1100mm x 1050mm cover and lid as per Drawing MD2005-04-60 for depths:
11.26.1 |  | 0.0m - 0.5m | No | 2
11.26.2 |  | 0.5m - 1.0m | No | 4
11.26.3 |  | 1.0m - 1.5m | No | 3
11.26.4 |  | 1.5m - 2.0m | No | 2
Subtotal Carried Forward to Next Page
ITEM | PAYMENT | DESCRIPTION | UNIT | QTY | RATE | AMOUNT
NO | REF |  |  |  |  | R-c
Subtotal Brought Forward from Previous Page
Mild Steel pipes
| 1200L 8.2.1 | All steel pipes, fittings and specials are to have 6mm wall thickness and to be API 5L Grade X42 steel with belled and plain ends, fillet welded and to have factory applied solvent free epoxy lining and coating
11.27 |  | Supply, handle, lay, bed, joint, test, flush steel pipes and fittings and check for holidays for both internal and external linings. (Rates are to include for all fillet welding and for the making good of both internal lining and external coating)
11.27.1 |  | DN 300 x 6 mm wall thickness | m | 40
11.27.2 |  | DN 200 x 6 mm wall thickness | m | 15
11.28 |  | Extra over Item 11.27.1- 11.27.2 for cutting pipes to length to suit site requirements
11.28.1 |  | DN 200 | No | 2
11.28.2 |  | DN 300 | No | 2
11.29 | 8.2.2 | Steel Bends
Extra over Item 11.33 for fabrication , installation and jointing of the following specials:
11.29.1 |  | DN 300 x 45° 3 segment bend 850 mm C/F | No | 2
Concrete Pipes
11.30 |  | Supply, handle, lay, bed and test concrete pipes, Class 100D with spigot and socket ends and complying to SANS 667
11.30.1 |  | DN 450 | m | 10
11.30.2 |  | DN 250 | m | 6
Manholes
11.31 |  | Supply all materials, excavate and construct circular manholes complete with medium duty covers and frames, Type 2A as shown on relevant drawing for depths:
11.31.1 |  | 0 - 2 m depth | No | 27
11.31.2 |  | 2 - 3 m depth | No | 5
11.31.3 |  | 3 - 4 m depth | No | 4
11.31.4 |  | 4 - 5 m depth | No | 2
11.32 |  | Supply all materials, excavate and construct rectangular underdrain manholes complete with medium duty covers and frames, Type 2A as shown on relevant drawing for depths:
11.32.1 |  | 4 - 5 m depth | No | 1
11.32.2 |  | 5 - 6 m depth | No | 1
11.33 |  | Concrete
11.33.1 |  | Supply and place Grade 20/19 concrete in anchor blocks and thrust walls complete as per Drawing MD2005-04-61 including all trimming of excavations, reinforcing and rough shuttering | No | 30
Subtotal Carried Forward to Next Page
ITEM | PAYMENT | DESCRIPTION | UNIT | QTY | RATE | AMOUNT
NO | REF |  |  |  |  | R-c
Subtotal Brought Forward from Previous Page
11.34 |  | Marker Posts
11.34.1 |  | Supply and install pipeline marker at all horizontal bends and where ordered by the Engineer. To be as shown on Drawing MD2005-04-62 and rate to include painting twice with "white" road marking paint | No | 10
| SABS 1200 DK | Gabions and Stone Pitching
Supply all materials, construct and place gabions and mattresses where ordered:
11.35 | 8.2.1 a | Surface preparation (Cavities filled with approved excavated rock or material) | m² | 50
11.36 | 8.2.2 | Gabions (Rate to include costs for complete supply of all materials, filling of the cages and construction of the gabions/ mattresses) for:
11.36.1 |  | 2 x 1 x 1 m galvanised wire boxes | m³ | 50
11.36.2 |  | 2 x1 x 0,3 m galvanised Reno mattresses | m³ | 25
11.36.3 |  | Geotextile where ordered (Kaymat U24 or similar approved) | m² | 100
11.37 | 8.2.5 | Ordinary stone pitching (grouted) | m² | 20
11.38 |  | Extra over Item 11.42 for grade 15/19 concrete screed, 50 mm thick to top of mattresses where ordered | m³ | 5
3kl ELEVATED TANK
11.39 |  | 3kℓ Steel Elevated Tank on 10 m high stand
11.39.1 |  | Detailed design and submission of drawings to the Engineer and obtaining approval thereof | Sum | 1
11.39.2 |  | Excavate trial holes to prove for existing services and backfill on completion | Sum | 2
11.39.3 |  | Supply and deliver stand and tank and all appurtenances to site | Sum | 1
11.39.4 |  | Erection of tank and stand and all appurtenances | Sum | 1
11.39.6 |  | Testing tank and pipework for water tightness | Sum | 1
11.39.7 |  | Submission of Certificate of Completion of the Structural System signed by a Registered Professional Engineer all as required in terms of the National Building Regulations | Sum | 1
Miscellaneous
11.40 |  | Breaking into existing manhole for pipeline Deviations | No | 5
11.41 | 1200LD | Break into existing sewer pipeline and construct new manhole | Sum | 1
11.42 |  | Break into existing manhole to connect new sewer pipe | Sum | 1
11.43 |  | DN 20 Copper pipes on building walls, including for holder bats | m | 50
11.44 |  | Connection from PVC to copper/GI pipe DN25 uPVC adaptor to suit copper or GI pipe | No | 20
11.45 |  | DN20 uPVC adaptor to suit copper / GI pipe | No | 10
TOTAL SECTION SECTION SECTION 11: INTERCONNECTING PIPEWORK CARRIED FORWARD TO SUMMARY
ITEM | PAYMENT | DESCRIPTION | UNIT | QTY | RATE | AMOUNT
NO | REF |  |  |  |  | R-c
12 |  | SECTION 12: BUILDING WORK
ADMINISTRATION BUILDING
| SABS | Concrete
| 8.2 | Scheduled Formwork Items
12.1 | 8.2.1 | Rough straight vertical
12.1.1 |  | (a) to all sides of raft foundation | m² | 60
| 8.3 | Scheduled Reinforcement Items
12.2 | PSG 5.1.1 | Steel bars
12.2.1 |  | (a) Mild Steel ( R ), all sizes | t | 2
12.2.2 |  | (b) High Tensile Steel (Y), all sizes | t | 35
12.2.3 |  | (c) High tensile welded mesh reinforcement reference 395 | m² | 170
12.2.4 |  | (d) High tensile welded mesh reinforcement reference 193 | m² | 17
| 8.4 | Scheduled Concrete Items
12.3 | 8.4.3 | Grade 25/19 structural concrete in
12.3.1 |  | (a) Raft Slab and Beams | m³ | 30
| 8.4.4 | Unformed surface finishes
12.3.2 |  | (b) Upper surface of guard house floor | m² | 115
| 8.5 | Joints
12.4 |  | Expansion joint in floor slab | m | 5
12.5 |  | Construction joint in apron slab | m | 5
| 8.6 | Precast Concrete
12.6 |  | Precast concrete lintels
12.6.1 |  | (a) Precast lintels 2200 m long over window frame | No | 5
12.6.2 |  | (b) Precast lintels 1300 m long over window frame | No | 4
12.6.3 |  | (c) Precast lintels 700mm long over window frame | No | 3
Subtotal Carried Forward to Next Page
ITEM | PAYMENT | DESCRIPTION | UNIT | QTY | RATE | AMOUNT
NO | REF |  |  |  |  | R-c
Subtotal Brought Forward from Previous Page
Building work
Masonry
Brickwork
Sizes in descriptions
Where sizes in descriptions are given in brick units, ""one brick"" shall represent the length and ""half brick"" the width of
Bricks shall be ordered timeously to obtain uniformity in size and colour
Brickwork
Superstructure
12.7 |  | Brickwork of NFP bricks in class II mortar
12.7.1 |  | Half brick walls(internal walls) | m² | 260
12.7.2 |  | One brick walls | m² | 150
Brickwork Sundries
12.8 |  | NHBRC approved brickforce
12.8.1 |  | one brick thick | m | 42
12.8.2 |  | Half brick thick | m | 150
Face Brickwork
12.9 |  | Approved face bricks pointed with recessed horizontal and vertical joints
12.9.1 |  | Extra over brickwork for face brickwork | m² | 110
12.9.2 |  | Extra over brickwork for brick-on-edge header course lintels one course high, pointed on face and 110mm soffit | m | 15
12.9.3 |  | Brick-on-edge header course copings, sills, etc of approved face bricks, pointed with recessed joints on all exposed faces | m | 30
12.9.4 |  | 110mm Wide sills set sloping and slightly projecting | m | 122
Waterproofing
Supplementary Preambles
12.10 |  | Waterproofing
12.10.1 |  | Waterproofing of roofs, basements, etc shall be laid under a ten year guarantee. Waterproofing to roofs shall be laid to even falls to outlets etc with necessary ridges, hips and valleys. Descriptions of sheet or membrane waterproofing shall be deemed to include additional labour to turn-ups and turn-downs
Subtotal Carried Forward to Next Page
ITEM | PAYMENT | DESCRIPTION | UNIT | QTY | RATE | AMOUNT
NO | REF |  |  |  |  | R-c
Subtotal Brought Forward from Previous Page
Dampproofing of Walls and Floors
12.11 |  | One layer 375 micron embossed polyethylene damp proof course (SANS 952-1985 type B)
12.11.1 |  | In walls | m² | 45
12.11.2 |  | in window sills | m | 17
12.12 |  | One layer 250 micron Damp Proof Coarse (SANS 952-1985 type D) or USB plastic sheeting
12.12.1 |  | under floor slab | m² | 110
12.13 |  | Roofing
12.13.1 |  | Roof tiles to be Marley Double Roman Standard (colour red). Timber trusses at maximum 760mm centres. | m² | 180
12.13.2 |  | Roof covering with pitches not exceeding 35.5 degrees | m² | 180
Rainwater goods
12.14 |  | Aluminium 100 x 76 mm U shaped gutters complete with fixing brackets | m | 150
12.15 |  | Supply and fit 76mm x 82mm uPVC downpipe inclusive of all necessary holder bats, shoe ends and bends. 3.6m high overall | No | 6
12.16 |  | Precast concrete channel at the base of each gutter downpipe | No | 6
Roof and Wall Insulation
12.17 |  | Multi-layered reinforced double-sided aluminium foil sheeting in accordance with SANS 1381-4 with a mass of not less than 293g/m and a Class I fire rating in accordance with SANS 0177-3
12.17.1 |  | Insulation sheeting laid taut over purlins and fixed concurrent with roof covering with minimum 150mm stapled laps including galvanised steel straining wires at not exceeding 400mm centres and double-sided tape at edges where required | m² | 200
12.17.2 |  | Type H2 "Sisalation" or similar approved polyethylene bubble fold aluminium foil faced both sides sheeting | m² | 180
Carpentry and Joinery Doors etc.
12.18 |  | Supply and install complete factory made (prefabricated) roof trusses as designed by specialist | Sum | 1
12.19 |  | Internal Doors (D1) to be medium duty veneered door size 2032 x 762 x 44 mm rebated complete with hard wood door frame | No | 11
12.20 |  | External doors (D2) to be hard hardwood door size 2032 x 832 x 40mm complete with hard wood frame | No | 2
12.21 |  | Heavy duty hot dipped galvanised security gate with suitable locking mechanism on external doors | No | 2
Subtotal Carried Forward to Next Page
ITEM | PAYMENT | DESCRIPTION | UNIT | QTY | RATE | AMOUNT
NO | REF |  |  |  |  | R-c
Subtotal Brought Forward from Previous Page
Ceilings, Partitions and Access Flooring
Ceiling Timbers, Beads, Insulation, etc.
12.22 |  | ""Isotherm"" insulation
12.22.1 |  | 75mm (10kg/m3) Insulation in blanket form closely fitted and laid on top of ceiling panels | m² | 120
12.22.2 |  | Fascia board | m | 50
12.22.3 |  | 75 mm Gypsum plaster cornice and cover strips | m | 50
Supplementary Preambles
Fixing
12.23 |  | Floor coverings, wall linings, etc shall, where applicable, be fixed with adhesive as recommended by the manufacturers of the flooring, linings, etc
Floor Coverings
12.23.1 |  | Vinyl floor tiling/sheeting | m² | 100
12.23.2 |  | 75mm high skirting to match vinyl floor | m | 50
12.23.3 |  | 30 mm screed ( Provisional) | m² | 100
12.23.4 |  | Steel trowelled rendering to floor for tiling with ceramic tiles | m² | 75
12.23.5 |  | White mosaic shower tiles | m² | 20
| PQC | Ironmongery
Locks
""En-Suite"" Locks
The following locks are to be suitable for master and grand master key operation
Manufactured by ""Union"" or similar approved
12.24 |  | ""Waterbok"" three-lever lockset with anodised silver finish
12.24.1 |  | (a) to external doors | No | 2
12.24.2 |  | (b) to internal doors | No | 6
12.25 |  | Approved sloted lock to all toilets and showers | No | 5
Sundries
12.26 |  | Approved
12.26.1 |  | 38mm Diameter rubber door stop, plugged | No | 9
12.26.2 |  | Set of signage for Male and female change rooms | No | 2
Subtotal Carried Forward to Next Page
ITEM | PAYMENT | DESCRIPTION | UNIT | QTY | RATE | AMOUNT
NO | REF |  |  |  |  | R-c
Subtotal Brought Forward from Previous Page
12.27 |  | Bathroom Sanitary and fittings
12.27.1 |  | WC - consul close-coupled toilet suite as supplied by ceramic tile market or similar approved. toilet brush and holder is to be provided to the approval of the engineer. | No | 3
12.27.2 |  | WHB - consul wash hand basin and universal full pedestal as supplied by ceramic tile market or similar approved complete with hot and cold taps including all pipeworks. | No | 3
12.27.3 |  | Shower - adamello shower head (code TVSH1288/CH), 15mm shower arm and flange (code TSVH1302/CH) and bath/shower mixer (code TVRV5500/CH) all as supplied by ceramic tile market or similar approved. | No | 2
12.27.4 |  | Sink to kitchen - caroline sink 1.5m long as supplied by ceramic tile market or similar approved. | No | 1
12.27.5 |  | Taps to sink - sink mixer wall type (TVR03332/CH) as supplied by ceramic tile market or similar approved. | No | 1
12.27.6 |  | TRH - spindle toilet roll holder ( code TVCH6225) as supplied by ceramic tile market or similar approved to each toilet. | No | 3
12.27.7 |  | Shower soap holder - ( code TVCH6269) as supplied by ceramic tile market or similar approved to each shower. | No | 2
12.27.8 |  | Towel ring (codeTVCH6260) is to supplied and installed in each shower. position is to be agreed with the engineer on site. | No | 2
12.27.9 |  | 500 x 600mm framed mirrors each to be fixed to the wall of male and female change rooms. | No | 2
Metalwork
12.28 |  | Galvanised Pressed Steel Door Frames
12.28.1 |  | 1,2mm Rebated frames suitable for half brick walls
12.28.2 |  | Frame for door 762 x 2032mm high | No | 11
12.28.3 |  | Frame for door 832 x 2032mm high | No | 2
Supplementary Preambles
Glazing shall comply with SAGGA regulations.
Glass thickness shall comply with SAGGA regulations irrespective of thicknesses shown on the schedules/drawings
Doors and windows shall be supplied with protective tape and plastic and shall be removed only once surrounding trades have been completed
For purpose made windows and doors, refer to drawings in these bills of quantities
The following certificates shall be provided prior to commencement of site work:
A copy of the relevant AAAMSA Performance Test Certificate from the manufacturer/contractor supplying the architectural aluminium product
Subtotal Carried Forward to Next Page
ITEM | PAYMENT | DESCRIPTION | UNIT | QTY | RATE | AMOUNT
NO | REF |  |  |  |  | R-c
Subtotal Brought Forward from Previous Page
Test Certificate from the manufacturer/contractor supplying the architectural aluminium product
A Certificate of Conformance confirming that anodising or powder coating has been processed in accordance with SANS 999 and SANS 1796 respectively accordance with SANS 999 and SANS 1796 respectively
A powder guarantee of not less than 15 years issued by the powder manufacturer. The specific conditions contained in this guarantee shall form part of the powder coating process
A warranty from the manufacturer of the laminated safety glass and/or hermetically sealed glazing units guaranteeing the products against delamination and colour degradation for a period of not less than five years
12.29 |  | A Certificate of Conformance confirming that glazing has been installed in accordance with SANS 0137, ensuring that safety glazing materials have been installed in the mandatory areas and that each individual pane of safety glazing materials has been permanently marked | Sum | 1
12.30 |  | Heavy duty hot dipped galvanised security gate with suitable locking mechanism | No | 2
12.31 |  | Standard industrial aluminium windows
12.31.1 |  | Aluminium Windows PT129 | No | 4
12.31.2 |  | Aluminium Windows P69 | No | 3
12.31.3 |  | Aluminium Windows P189 | No | 5
12.31.4 |  | aluminium windows glazed with opaque glass | No | 7
12.31.5 |  | 2.5m x 1.264m aluminium window frame with oneway slide panel with glass | No | 5
12.31.6 |  | 1.5m x 0.949m aluminium window frame with oneway slide panel with glass | No | 3
12.31.7 |  | 1.2m x 1.264m aluminium window frame with oneway slide panel with glass | No | 4
Plastering
Internal Plaster
12.32 |  | Supply and apply 3:1 cement plaster with waterproofing agent (or similar approved) minimum 10 mm thick in one coat to internal face of the building including for a smooth and even steel float finish | m² | 550
Subtotal Carried Forward to Next Page
ITEM | PAYMENT | DESCRIPTION | UNIT | QTY | RATE | AMOUNT
NO | REF |  |  |  |  | R-c
Subtotal Brought Forward from Previous Page
Tiling Supplementary Preambles
Fixing
Unless described as ""fixed with adhesive to plaster (plaster elsewhere)"" descriptions of tiling on brick or concrete walls, columns, etc shall be deemed to include 1:4 cement plaster backing and descriptions of tiling on concrete floors etc shall be deemed to include 1:3 plaster bedding
Tiling described as ""fixed with adhesive on power floated concrete"" shall be deemed to include for approved tiling key-coat
Ceramic, porcelain, marble and granite tiles are to be fixed and grouted with suitable adhesives and grouts from the ""Tal Professional"" (""Ceresit Tylon""?) range of products as recommended by the manufacturer of the tiles
Wall Tiling
12.33 |  | Approved 150 x 150 x 5mm white glazed porcelain tiles fixed with adhesive to plaster (plaster elsewhere)
12.33.1 |  | On walls in kitchen in sink area | m² | 15
12.33.2 |  | On walls in shower with waterproof grout | m² | 80
12.33.3 |  | Fair exposed cutting and fitting around pipe not exceeding 100mm internal diameter | No | 10
Floor Tiling
12.34 |  | Waterproof grout is normally used in showers, on balconies, etc. Epoxy grout is used in kitchens, butcheries, etc, where floors are frequently washed with detergents
Approved 200 x 200 x 6mm unglazed floor tiles fixed with adhesive to concrete floor and flush pointed with approved waterproof grout
12.34.1 |  | On floors in all rooms | m² | 80
12.35 |  | Approved mosaic floor tiles fixed with adhesive to screed (screed elsewhere) and flush pointed with approved waterproof grout
12.35.1 |  | (a) in showers | m² | 150
Sundries
12.36 |  | Aluminium dividing strips
12.36.1 |  | 3 x 30mm Flat section dividing strips between tiles & Vinyl | m | 3
12.36.2 |  | 25mm screed on floor in showers | m² | 35
Plumbing and Drainage
Soil Drainage
12.37 |  | uPVC gulleys
Sanitary Fittings
12.38 |  | Equalized cold or hot water pressure Showers | No | 2
Subtotal Carried Forward to Next Page
ITEM | PAYMENT | DESCRIPTION | UNIT | QTY | RATE | AMOUNT
NO | REF |  |  |  |  | R-c
Subtotal Brought Forward from Previous Page
Traps etc.
Taps, Valves, etc.
12.39 |  | Supply and install gate valves for each toilet, geyser and water supply | No | 12
Sanitary Plumbing
Water Supplies
12.40 |  | Connect to existing services at nearest point with least number of fittings and bends using fittings described in drawing MD2005-04-50 | Sum | 1
Sewer pipes
12.41 |  | Supply Class 34 uPVC sewer pipes incased in 250 x2 50mm concrete, lay at minimum fall of 1:90 and install cast iron Rodding eyes to connect into existing system | m | 50
Holes etc.
12.42 |  | Drill 16 holes through walls and punch out | Sum | 1
Painting
12.43 |  | Prepare, etc and apply scraper coat, intermediate coat and finishing coat for a thin water based epoxy floor coating. Minimum dry film thickness 100 micron | m² | 120
12.44 |  | Degrease and remove all contamination and apply one coat primer and two coats high gloss enamel (Plascon velvaglo polyurethane velvet non drip enamel or similar approved) to all internal walls | m² | 400
12.45 |  | Degrease and remove all contamination and apply one coat primer and two coats high gloss enamel (Plascon velvaglo polyurethane velvet non drip enamel or similar approved) to ceilings | m² | 100
12.46 |  | Degrease and remove all contamination and apply one coat universal undercoat and two coats high gloss enamel (Plascon universal enamel or similar approved) to wood doors and frames | m² | 55
12.47 |  | Prepare, etc and apply primer, one coat universal undercoat and two coats high gloss enamel (Plascon universal enamel or similar approved) to mild steel doors and door frames | m² | 10
Miscellaneous Items
12.48 |  | Supply and install internal air filter bracket complete with all fittings as per Drawing MD2005-04-62 | No | 1
12.49 |  | 300 litre closed coupled solar water heater on galvanised stand with alternate power supply for geyser as manufactured by solar beam (pty) ltd or similar approved | No | 1
Subtotal Carried Forward to Next Page
ITEM | PAYMENT | DESCRIPTION | UNIT | QTY | RATE | AMOUNT
NO | REF |  |  |  |  | R-c
Subtotal Brought Forward from Previous Page
MCC / GENSET / CHLORING DOSING BUILDING
| SABS | Earthworks
12.50 | 8.3.3 | Restricted Excavation
12.50.1 |  | (a) Excavate for restricted foundations, footings and pipe trenches in all materials and use for backfill or embankment or dispose | m³ | 150
(b) Extra over for
12.50.2 |  | (1) Intermediate excavation | m³ | 130
12.50.3 |  | (2) Hard rock excavation | m³ | 35
12.51 | 8.3.4 | Importing of materials
12.51.1 |  | (a) Extra over for importation of G7 materials from commercial sources or from borrow pits compacted to 93 % Mod AASHTO below floor slabs compacted in 150mm layers | m³ | 30
| SABS | Concrete
| 8.2 | Scheduled Formwork Items
12.52 | 8.2.2 | Smooth straight horizontal to
12.52.1 |  | (a) Soffit of roof slab | m² | 90
12.52.2 |  | (b) Soffit of ring beams | m² | 13
12.53 | 8.2.6 | Narrow width
Narrow width <=350mm straight vertical edge of
12.53.1 |  | (a) Concrete strip footing | m | 80
12.53.2 |  | (c) Concrete cable duct slab, floor slab and apron | m | 13
12.53.3 |  | (d) Ring beams | m | 105
12.53.4 |  | (e) Side of roof slab | m | 42
12.54 |  | Formwork Sundries
12.54.1 |  | (a) 20 mm x 20 mm horizontal chamfers to top of ring beams | m | 42
12.54.2 |  | (b) 20 mm x 20 mm horizontal groove in tops of beams for waterproofing membrane | m | 40
12.54.3 |  | (c) 20 mm diameter half round horizontal drips on the roof slab | m | 40
12.55 | 8.2.6 | Form tapered pockets for H.D. bolts including lip for grout pouring
12.55.1 |  | (a) 80 x 80 x 100 deep | No | 5
12.55.2 |  | (b) 100 x 100 x 150 deep | No | 5
| 8.3 | Scheduled Reinforcement Items
12.56 | PSG 5.1.1 | Steel bars
12.56.1 |  | (a) Mild Steel (R), all sizes | t | 1
12.56.2 |  | (b) High Tensile Steel (Y), all sizes | t | 9
12.56.3 |  | (c) High tensile welded mesh reinforcement reference 395 | m² | 98
Subtotal Carried Forward to Next Page
ITEM | PAYMENT | DESCRIPTION | UNIT | QTY | RATE | AMOUNT
NO | REF |  |  |  |  | R-c
Subtotal Brought Forward from Previous Page
| 8.4 | Scheduled Concrete Items
12.57 | 8.4.2 | Blinding layer 50mm thick in Grade 15/19 concrete under foundations and floor slabs | m² | 90
12.58 | 8.4.3 | Grade 25/19 structural concrete in
12.58.1 |  | (a) Roof slab | m³ | 16
12.58.2 |  | (b) Floor slab including cable duct slab | m³ | 13
12.58.3 |  | (c) Strip footing | m³ | 15
12.58.4 |  | (d) Ring beams | m³ | 5
| 8.4.4 | Unformed surface finishes
12.59 |  | Steel Floated
12.59.1 |  | (a) Upper surface of roof slab | m² | 90
12.59.2 |  | (b) Upper surface of ring beams | m² | 15
12.59.3 |  | (c) Upper surfaces of floor slab, cable duct and ramp | m² | 90
| 8.5 | Joints
12.60 |  | Bearing for roof slab on top of ring beam-top of beam perfectly smooth with two layers of three ply Malthoid on interface | m | 40
12.61.1 |  | Expansion joint in floor slab | m | 30
12.61.2 |  | Construction joint in apron slab | m | 30
Grouting
12.62 |  | H.D. bolts using
12.62.1 |  | (a) Cementitious grout | m³ | 1
12.62.2 |  | (b) Approved epoxy grout | m³ | 1
12.63 |  | Voids in walls and floors of thickness <= 350mm in water retaining structures using an approved non-shrink cementitious grout for areas of:
12.63.1 |  | (a) less than or equal to 0.25m² | No | 10
12.63.2 |  | (b) greater than 0.25m² but less than 1.0m² | No | 10
12.64 |  | Voids in all walls, slabs and in recesses to secure pipework, ducts, fittings penstocks etc. supplied and placed by others, using an approved non-shrink cementitious grout | m³ | 3
Building work
Masonry
Brickwork
Sizes in descriptions
12.65 |  | Where sizes in descriptions are given in brick units, ""one brick"" shall represent the length and ""half brick"" the width of
12.65.1 |  | Face bricks | m² | 108
Bricks shall be ordered timeously to obtain uniformity in size and colour
Subtotal Carried Forward to Next Page
ITEM | PAYMENT | DESCRIPTION | UNIT | QTY | RATE | AMOUNT
NO | REF |  |  |  |  | R-c
Subtotal Brought Forward from Previous Page
Brickwork
Foundations
12.66 |  | Brickwork of NFX bricks (14 MPa nominal compressive strength) in class II mortar
12.66.1 |  | one brick walls | m² | 20
Superstructure
12.67 |  | Brickwork of NFP bricks in class II mortar
12.67.1 |  | One brick walls | m² | 108
Brickwork Sundries
12.68 |  | NHBRC approved brickforce for one brick wide wall | m | 60
Face Brickwork
12.69 |  | Brick-on-edge header course copings, sills, etc of approved face bricks, pointed with recessed joints on all exposed faces | m | 40
Dampproofing of Walls and Floors
12.70 |  | One layer 375 micron embossed polyethylene damp proof course (SANS 952-1985 type B)
12.70.1 |  | In walls | m² | 20
12.70.2 |  | One layer 250 micron Damp Proof Coarse (SANS 952-1985 type D) or USB plastic sheeting
12.70.3 |  | Under floor slab | m² | 90
Carpentry and Joinery Doors etc.
12.71 |  | Supply, deliver and install double door 1525mm wide x 2440mm high complete with frame panels details as per Drawing MD2005-04-52 | No | 3
12.72 |  | Supply, deliver and install single door 2032 x 832 x 40mm hardwood door complete with frame panels and heavy duty security gate, details as per Drawing MD2005-04-52 | No | 1
Plastering
Internal Plaster
12.73 |  | Supply and apply 3:1 cement plaster with waterproofing agent (or similar approved) minimum 10 mm thick in one coat to internal face of the building including for a smooth and even steel float finish | m² | 190
Paints
12.74 |  | Prepare, etc and apply scraper coat, intermediate coat and finishing coat for a thin water based epoxy floor coating. Minimum dry film thickness 100 micron | m² | 190
12.75 |  | Degrease and remove all contamination and apply one coat universal undercoat and two coats high gloss enamel (Plascon velvaglo polyurethane velvet non drip enamel or similar approved) to walls | m² | 190
12.76 |  | Prepare, etc and apply primer, one coat universal undercoat and two coats high gloss enamel (Plascon universal enamel or similar approved) to mild steel doors and door frames | m² | 15
Subtotal Carried Forward to Next Page
ITEM | PAYMENT | DESCRIPTION | UNIT | QTY | RATE | AMOUNT
NO | REF |  |  |  |  | R-c
Subtotal Brought Forward from Previous Page
Metalwork
Supplementary Preambles
Aluminium doors, windows, etc
Doors and windows shall comply with AAAMSA design criteria
Glazing shall comply with SAGGA regulations.
Glass thickness shall comply with SAGGA regulations irrespective of thicknesses shown on the schedules/drawings
Doors and windows shall be supplied with protective tape and plastic and shall be removed only once surrounding trades have been completed
The following certificates shall be provided prior to commencement of site work:
A copy of the relevant AAAMSA Performance Test Certificate from the manufacturer/contractor supplying the architectural aluminium product
Test Certificate from the manufacturer/contractor supplying the architectural aluminium product
A Certificate of Conformance confirming that anodising or powder coating has been processed in accordance with SANS 999 and SANS 1796 respectively accordance with SANS 999 and SANS 1796 respectively
A powder guarantee of not less than 15 years issued by the powder manufacturer. The specific conditions contained in this guarantee shall form part of the powder coating process
A Certificate of Conformance confirming that glazing has been installed in accordance with SANS 0137, ensuring that safety glazing materials have been installed in the mandatory areas and that each individual pane of safety glazing materials has been permanently marked
A warranty from the manufacturer of the laminated safety glass and/or hermetically sealed glazing units guaranteeing the products against delamination and colour degradation for a period of not less than five years
12.77 |  | Standard industrial aluminium windows
12.77.1 |  | Aluminium Windows PT129 | No | 1
12.77.2 |  | Aluminium Windows P69 | No | 2
12.77.3 |  | Aluminium Windows P189 | No | 3
12.77.4 |  | aluminium windows glazed with opaque glass | No | 7
12.77.5 |  | 2.5m x 1.264m aluminium window frame with oneway slide panel with glass | No | 3
12.77.6 |  | 1.5m x 0.949m aluminium window frame with oneway slide panel with glass | No | 1
12.77.7 |  | 1.2m x 1.264m aluminium window frame with oneway slide panel with glass | No | 2
Subtotal Carried Forward to Next Page
ITEM | PAYMENT | DESCRIPTION | UNIT | QTY | RATE | AMOUNT
NO | REF |  |  |  |  | R-c
Subtotal Brought Forward from Previous Page
Miscellaneous Items
12.78 |  | 900mm wide x 600mm deep trox NL aluminium louvre or similar approved | No | 6
12.79 |  | Supply and install forced ventilation fan | No | 2
12.80 |  | 6mm Galvanised chequer plate complete with all fittings as per Drawing MD2005-04-52 | m² | 15
12.81 |  | DN160 mm uPVC pipe class 12 sleeves, 13m long | No | 12
12.82 |  | Supply and install 3 tonne crawl beam complete with support beams and all fittings as shown on Drawing Drawing MD2005-04-61 | Sum | 1
TOTAL SECTION SECTION SECTION 12: BUILDING WORK CARRIED FORWARD TO SUMMARY
ITEM | PAYMENT | DESCRIPTION | UNIT | QTY | RATE | AMOUNT
NO | REF |  |  |  |  | R-c
SECTION 13: ROADS AND STORMWATER
| SABS 1200 DM | EARTHWORKS (ROADS, SUBGRADE)
13.1 | 8.3.4 | Cut to fill and compact to minimum 90% modified AASHTO density | m³ | 150
13.2 | 8.3.4 | Borrow to fill and compact to minimum 90% modified AASHTO density | m³ | 150
13.3 | PSDM 6.1.2 | Cut to spoil or stockpile from:
13.3.1 |  | (a) Soft excavation | m³ | 300
13.3.2 |  | (b) Intermediate excavation | m³ | 60
13.3.3 |  | (c) Hard excavation | m³ | 45
13.4 |  | Rip, form and compact insitu material (G10) in cut and fill areas to depth 150mm and compact to 93% Mod AASHTO (provisional) | m³ | 150
13.5 |  | Construct 150mm thick layer with G9 material from commercial source or stockpile, compacted to 95% mod AASHTO max density | m³ | 150
13.6 |  | Construct 150mm thick layer with G7 material from commercial source or stockpile, compacted to 95% mod AASHTO max density | m³ | 150
| SABS 1200 ME | SUBBASE
13.7 | 8.3.3 | Construct 150mm thick subbase with cemented natural gravel (C4) material from commercial source, compacted to 95% mod AASHTO max density | m³ | 150
| SABS 1200 MF | BASE
13.8 | 8.3.3 | Construct 125mm thick base with G5 material from commercial source, compacted to 102% MOD AASHTO max density | m³ | 125
Bituminous Surface Treatment
13.9 |  | Establish premix team | Sum | 1
13.10 |  | Prime Coat using MSP 1 at 0.7 litres/m² | m² | 1200
13.11 |  | Tack Coat | m² | 1200
13.12 |  | 30mm continuously graded medium asphalt 50/70 pen grade bitumen | m² | 1200
| SANS 1200MJ | SEGMENTED PAVING
13.13 | 8.2.1 | Provision of edge restraints
13.13.1 |  | Beam edging complete with 15PMa mass concrete | m | 480
13.13.2 | 8.2.2 | Construction of paving complete
13.14 |  | 500mm x 500mm x50mm thick precast concrete paving slab | m² | 136
13.15 | 8.2.3 | Cutting units to fit edge restraints
13.15.1 |  | (a) Straight cutting | m | 30
13.15.2 |  | (b) raked cutting | m | 20
13.15.3 |  | (c) Circular cutting | m | 20
13.16 |  | Supply and place 25mm thick Umgeni or similar approved sand bedding | m³ | 10
Subtotal Carried Forward to Next Page
ITEM | PAYMENT | DESCRIPTION | UNIT | QTY | RATE | AMOUNT
NO | REF |  |  |  |  | R-c
Subtotal Brought Forward from Previous Page
Channeling
| SABS 1200 D | Earthworks
13.17 | 8.3.3 | Restricted excavations
13.17.1 |  | (a) Excavate in all materials and use for backfill or embankment or dispose | m³ | 65
(b) Extra over item (a) for
13.17.2 |  | (1) Intermediate excavation | m³ | 13
13.17.3 |  | (2) Hard rock excavation | m³ | 10
13.18 | SABS 1200 MK 8.2.7 | Trimming of excavations for concrete lined open drains in
13.18.1 |  | (a) Soft material | m² | 220
13.18.2 |  | (b) Intermediate material | m² | 40
13.18.3 |  | (c) Hard material | m² | 30
| SABS 1200 G | Concrete
1319 | 8.2 | Scheduled Formwork Items
| 8.2.5 | Narrow width up to 150mm straight edge of
13.19.1 |  | (a) Side of main channel | m | 480
| 8.3 | Scheduled Reinforcement Items
13.20 |  | (a) Structural mesh reinforcement Ref. 617 | m² | 220
| 8.4 | Scheduled Concrete Items
13.21 | 8.4.2 | Blinding layer 50mm thick in grade15/19
13.21.1 |  | (a) under main concrete drain | m² | 220
13.22 | 8.4.3 | Grade 30/19 structural concrete
13.22.1 |  | (a) Main concrete drain | m³ | 40
13.23 | 8.4.4 | Unformed Surface Finishes
Steel floated
13.23.1 |  | (a) Main concrete drain | m² | 220
13.24 | 8.5 | Joints
13.24.1 |  | Floor expansion joints <= 350mm thick | m | 7.2
13.24.2 |  | Floor contraction joints <= 350mm thick | m | 15
TOTAL SECTION SECTION SECTION 13: ROADS AND STORMWATER CARRIED FORWARD TO SUMMARY
SUMMARY OF PART 2: CIVIL AND BUILDING
| PART 2: | DESCRIPTION |  |  |  | AMOUNT
| SECTION 1: | SITE CLEARANCE AND DEMOLITION
| SECTION 2: | EARTHWORKS (GENERAL)
| SECTION 3: | HEAD OF WORKS
| SECTION 4: | BIOREACTOR
| SECTION 5: | CHLORINE CONTACT TANK
| SECTION 6: | CLARIFIERS
| SECTION 7: | EFFLUENT & SUPERNATANT PUMP STATION
| SECTION 8: | RAS PUMP STATION
| SECTION 9: | SLUDGE AND SCUM DRYING BEDS
| SECTION 10: | STORM WATER PUMP STATION
| SECTION 11: | INTERCONNECTING PIPEWORK
| SECTION 12: | BUILDING WORK
| SECTION 13 | ROADS AND STORMWATER
TOTAL CARRIED FORWARD TO SUMMARY OF BILL OF QUANTITIES ON PAGE PD.108

## ELECTRICAL
ITEM | PAYMENT | DESCRIPTION | UNIT | QTY | RATE | AMOUNT
NO | REF |  |  |  |  | R-c
PART 3: ELECTRICAL WORKS
Design, supply & delivery to site of the following plant and equipment including quality assurance, factory testing and temporary storage pending installation, taking delivery, handling, erection and installation of the following plant and equipment:
1. |  | SECTION 1: ELECTRICAL SUPPLY
1.1 |  | Liaison with Electrical Supply Authority concerning all required outages and coordination of change-over of supplies | Sum | 1
1.2 |  | Electrical connection upgrade fee for the electrical supply point | Prov Sum | 1 | 800000
1.3 |  | Overheads, charges and profit on above Item | %
TOTAL SECTION 1: ELECTRICAL SUPPLY CARRIED FORWARD TO SUMMARY
ITEM | PAYMENT | DESCRIPTION | UNIT | QTY | RATE | AMOUNT
NO | REF |  |  |  |  | R-c
2 |  | SECTION 2: STANDBY GENERATORS
2.1 |  | Design, documentation, factory testing, supply, installation, testing, commissioning and handover documentation.
2.2 |  | 150 kVA Prime Power Indoor 400 V Standby Generator, including diesel day tank, exhuasts, radiator duct, and accessories as per specification | Sum | 1
2.4 |  | Supply Diesel for testing and commisioning | l | 400
2.5 |  | Provision for 2 people to witness the Factory Acceptance Testing at the supplier's workshop. | Sum | 1
2.6 |  | Vermin Proofing of Diesel Generator Plant room | Sum | 1
2.7 |  | 9kg Class B carbon dioxide fire extinguisher and wall bracket | No | 2
2.8 |  | Wall mounted photoluminescent statutory signs- Prohibiting unauthorised access | No | 2
2.9 |  | Wall mounted photoluminescent statutory signs- Prohibiting unauthorised handling of equipment | No | 2
2.10 |  | Wall mounted photoluminescent statutory signs- Procedures in case of fire | No | 2
2.11 |  | Wall mounted photoluminescent statutory signs- Procedures for resusitating persons suffering from electric shock | No | 2
2.12 |  | Development of a syllabus for training operators, including presenting training course for operators and maintenance personnel. | No | 1
2.13 |  | Major service and decommision the existing 30kVA generator set | Sum | 1
2.14 |  | Transport and rigging the existing 30kVA generator set to a location indicated by the Employer within Ugu District municipality. | Sum | 1
2.15 |  | Provisional Sum for re-installling the the existing 30kVA generator set at the new off-site location | Prov Sum | 1 | 50000
2.16 |  | Overheads, charges and profit on above Item | %
TOTAL SECTION 2: STANDBY GENERATORS CARRIED FORWARD TO SUMMARY
ITEM | PAYMENT | DESCRIPTION | UNIT | QTY | RATE | AMOUNT
NO | REF |  |  |  |  | R-c
3 |  | SECTION 3: LV DISTRIBUTION BOARDS
3.1 |  | DB-A: Admin distribution board - Supply only | No | 1
3.2 |  | DB-A: Admin distribution board - Install, Testing, Commisioning, C.O.C. | No | 1
3.3 |  | DB-HOW: Head of Works distribution board - Supply only | No | 1
3.4 |  | DB-HOW: Head of Works distribution board - Install, Testing, Commisioning, C.O.C. | No | 1
TOTAL SECTION 3: LV DISTRIBUTION BOARDS CARRIED FORWARD TO SUMMARY
ITEM | PAYMENT | DESCRIPTION | UNIT | QTY | RATE | AMOUNT
NO | REF |  |  |  |  | R-c
4 |  | SECTION 4: MOTOR CONTROL CENTRES (MCCs)
4.1 |  | Supply MCC 1 Complete | Sum | 1
MCC 1 Install, test and Commissioning of all electrical plant and equipment in accordance with the Commissioning Plan Standard Specification including all documentation and certificates:
4.2 |  | Stage 1 | Sum | 1
4.3 |  | Stage 2 | Sum | 1
4.4 |  | Stage 3 | Sum | 1
4.5 |  | Stage 4 | Sum | 1
4.6 |  | Stage 5 | Sum | 1
4.7 |  | Stage 6 | Sum | 1
TOTAL SECTION SECTION 4: MOTOR CONTROL CENTRES (MCCs) CARRIED FORWARD TO SUMMARY
ITEM | PAYMENT | DESCRIPTION | UNIT | QTY | RATE | AMOUNT
NO | REF |  |  |  |  | R-c
5 |  | SECTION 5: LOW VOLTAGE POWER CABLING AND TERMINATIONS
5.1 |  | 600 / 1000 V copper conductor PVC/PVC/SWA/PVC cables
5.1.1 |  | 120mm² x 4 core | m | 210
5.1.2 |  | 95mm² x 4 core | m | 0 |  | Rate Only
5.1.3 |  | 70mm² x 4 core | m | 0 |  | Rate Only
5.1.4 |  | 50mm² x 4 core | m | 365
5.1.5 |  | 35mm² x 4 core | m | 0 |  | Rate Only
5.1.6 |  | 25mm² x 4 core | m | 100
5.1.7 |  | 16mm² x 4 core | m | 70
5.1.8 |  | 16mm² x 2 core | m | 140
5.1.9 |  | 10mm² x 4 core | m | 0 |  | Rate Only
5.1.10 |  | 6mm² x 4 core | m | 0 |  | Rate Only
5.1.11 |  | 4mm² x 4 core | m | 20
5.1.12 |  | 6mm² x 3 core | m | 360
5.1.13 |  | 4mm² x 3 core | m | 140
5.1.14 |  | 2.5mm² x 3 core | m | 930
5.1.15 |  | 4mm² x 2 core | m | 8
5.1.16 |  | 2.5mm² x 2 core | m | 435
5.2 |  | Terminations of 600 / 1000 V copper conductor PVC/PVC/SWA/PVC cables
5.2.1 |  | 120mm² x 4 core | No | 6
5.2.2 |  | 95mm² x 4 core | m | 0 |  | Rate Only
5.2.3 |  | 70mm² x 4 core | m | 0 |  | Rate Only
5.2.4 |  | 50mm² x 4 core | No | 2
5.2.5 |  | 35mm² x 4 core | m | 0 |  | Rate Only
5.2.6 |  | 25mm² x 4 core | No | 2
5.2.7 |  | 16mm² x 4 core | No | 2
5.2.8 |  | 16mm² x 2 core | No | 2
5.2.9 |  | 10mm² x 4 core | m | 0 |  | Rate Only
5.2.10 |  | 6mm² x 4 core | m | 0 |  | Rate Only
5.2.11 |  | 4mm² x 4 core | No | 4
5.2.12 |  | 6mm² x 3 core | No | 24
5.2.13 |  | 4mm² x 3 core | No | 8
5.2.14 |  | 2.5mm² x 3 core | No | 72
5.2.15 |  | 4mm² x 2 core | No | 2
5.2.16 |  | 2.5mm² x 2 core | No | 36
Subtotal Carried Forward to Next Page
ITEM | PAYMENT | DESCRIPTION | UNIT | QTY | RATE | AMOUNT
NO | REF |  |  |  |  | R-c
Subtotal Brought Forward from Previous Page
5.3 |  | Cable Supports:
Hot dipped galvanised cable ladders wire mesh and perforated cable trays
5.3.1 |  | Medium Duty perforated Cable tray (hot dipped galvanised) including all accessories
5.3.1.1 |  | 305 mm straight | m | 20
5.3.1.2 |  | 305 mm horizontal bend | No | 2
5.3.1.3 |  | 305 mm riser/dropper/external bend | No | 0 | rate only
5.3.1.4 |  | 305 mm T-piece | No | 0 | rate only
5.3.1.5 |  | 152 mm straight | m | 0 | rate only
5.3.1.6 |  | 152 mm horizontal bend | No | 0 | rate only
5.3.1.7 |  | 152 mm riser/dropper/external bend | No | 0 | rate only
5.3.1.8 |  | 152 mm T-piece | No | 0 | rate only
5.3.1.9 |  | 114 mm straight | m | 20
5.3.1.10 |  | 114 mm horizontal bend | No | 2
5.3.1.11 |  | 114 mm riser/dropper/external bend | No | 2
5.3.1.12 |  | 114 mm T-piece | No | 0 | rate only
5.3.2 |  | Medium Duty perforated Cable tray (316 Stainless Steel) including all accessories
5.3.2.1 |  | 114 mm straight | m | 20
5.3.2.2 |  | 114 mm horizontal bend | No | 2
5.3.2.3 |  | 114 mm riser/dropper/external bend | No | 2
5.3.3 |  | Angle iron runners (hot dipped galvanised) including all accessories
Supply and install
5.3.3.1 |  | 20 mm x 20 mm x 5mm | m | 20
5.3.3.2 |  | 40 mm x 40 mm x 5mm | m | 5
TOTAL SECTION SECTION 5: LOW VOLTAGE POWER CABLING AND TERMINATIONS CARRIED FORWARD TO SUMMARY
ITEM | PAYMENT | DESCRIPTION | UNIT | QTY | RATE | AMOUNT
NO | REF |  |  |  |  | R-c
6 |  | SECTION 6: FIELD CONTROL STATIONS
6.1 |  | IP65, 3CR12, powder coated field control station as per drawing MD2005-E07 consisting of Emergency stop, including mounting stand, outer sheath sealing Stainless Steel 316 cable glands and all required accessories and fasteners. All anchors, screws, bolts and nuts shall be stainless steel. | No | 4
6.2 |  | IP65, 3CR12, powder coated field control station as per drawing MD2005-E07 consisting of start, stop, Emergency stop, including mounting stand, outer sheath sealing Stainless Steel 316 cable glands and all required accessories and fasteners. All anchors, screws, bolts and nuts shall be stainless steel. | No | 24
TOTAL SECTION SECTION 6: FIELD CONTROL STATIONS CARRIED FORWARD TO SUMMARY
ITEM | PAYMENT | DESCRIPTION | UNIT | QTY | RATE | AMOUNT
NO | REF |  |  |  |  | R-c
7 |  | SECTION 7: EARTHING & LIGHTNING PROTECTION
7.1 |  | Supply and Install under foundation earth mat for MCC Room LV earth and electronic earth consisting of a grid of 4m x 6m with 2m intervals and 2m 250 micron copper plated earth rods x12, 70mm2 bare copper earth wire and termoweld joints x12 | No | 1
7.2 |  | 50mm2 round aluminium air termination conductor including joints, aluminium air termination conductor supports 700mm apart, mounting and accessories. | m | 65
7.3 |  | Supply and Install 50mm2 green PVC insulated copper down conductor. | m | 180
7.4 |  | Earth Bar 250mm x 50mm x 6mm with 6x pre drilled 6mm holes manufactured from HC red copper bar, mounted on dumpy insulators | No | 3
7.5 |  | Earth Bar 500mm x 50mm x 6mm with 10 x pre drilled 10mm holes manufactured from HC red copper bar, mounted on dumpy insulators including single test clamp | No | 2
7.6 |  | Exothermic connection for earth cables or rods as required | No | 38
7.7 |  | Recessed down conductor test box including test clamp. | No | 38
7.8 |  | Supply and Install flush mounted lightning protection test box including 25 x 5mm electroplated test clamp, stainless steel bolts with washers, including all accessories. | No | 24
7.9 |  | Excavate, backfill and compaction 500mm deep x 300mm wide trench in soft material. | m | 150
7.1 |  | Excavate, backfill and compaction 500mm deep x 300mm wide trench in hard material. | m | 60
7.11 |  | Earhting and bonding of all metalic parts according to SANS 10142-1 | Sum | 1
7.12 |  | 70mm Bare stranded copper earth conductor installed around each building. | m | 160
7.13 |  | 2m, 250 micron copper plated non-threaded earth rod to SANS 1063 including, driving cap, incl. accessories. Including drilling 50mm diameter hole for earth rod and filling with conductive 0.2 Ohm/m concrete concrete. | No | 38
7.14 |  | Testing and issuing of earhting and lighting protection certificate for each building | Sum | 1
7.16 |  | 20mm PVC conduit chased into brick or cast into concrete including bends and accessories | m | 100
7.18 |  | Conduit (25 mm PVC): Supply and install PVC Conduit cast in concrete or chased in brickwork including joints, bends, glands and all accessories. | m | 100
7.2 |  | Testing and issuing of test lightning protection test certificate for a level IV LPS for the entire site including any adjustments required to achieve the required certification. | Sum | 1
TOTAL SECTION SECTION 7: EARTHING AND LIGHTNING PROTECTION CARRIED FORWARD TO SUMMARY
ITEM | PAYMENT | DESCRIPTION | UNIT | QTY | RATE | AMOUNT
NO | REF |  |  |  |  | R-c
8 |  | SECTION 8: ELECTRICAL BUILDING SERVICES
Supply, installation, testing, commissioning and handover documentation.
8.1 |  | Light Switches
8.1.1 |  | Light switches in 100 x 50mm boxes, complete with conduit boxes, White PVC covers and chromium fixing screws where applicable (15 Amp minimum rating) and labelling as specified.
8.1.2 |  | Light Switch: 16A 1 way, 1 lever, Supply & Install | No | 13
8.1.3 |  | Light Switch: 16A 2 way, 1 lever, Supply & Install | No | 2
8.3 |  | Switched Socket Outlets
Socket outlets of various configurations mountings, complete with conduit boxes, appropriate covers etc. and labelling as specified.
8.3.1 |  | 16A 3-pin single switched socket outlet in power skirting - Supply & Install | No | 21
8.3.2 |  | 16A 3-pin SANS 164-2 Euro switched socket outlet in power skirting - Supply & Install | No | 3
8.3.3 |  | 16A Single and SANS 164-2 euro combination Switch Socket Outlet-Supply & Install | No | 6
8.3.4 |  | IP44, 32 Amp 3 Phase, 5 pin, 400V, Welding plug point - Supply & Install | No | 1
8.3.4 |  | IP67, 32 Amp 3 Phase, 5 pin, 400V, Welding plug point - Supply & Install | No | 1
8.3.5 |  | IP65 16 Amp single phase socket outlet with flap cover - Supply & Install | No | 1
8.4 |  | Conduit (25 mm PVC): Supply and install PVC Conduit cast in concrete, chased in brickwork or installed in ceiling void including joints, bends, glands, HDG saddles and all accessories.
8.4.1 |  | Data - Supply | m | 20
8.4.2 |  | Data - Install | m | 20
8.4.3 |  | Fire - Supply | m | 15
8.4.4 |  | Fire - Install | m | 15
8.4.5 |  | Security - Supply | m | 15
8.4.6 |  | Security - Install | m | 15
8.5 |  | Conduit (20 mm PVC): Supply and install PVC Conduit cast in concrete, chased in brickwork or installed in ceiling void including joints, bends, glands, HDG saddles and all accessories.
8.5.1 |  | Lighting - Supply | m | 310
8.5.2 |  | Lighting - Install | m | 310
8.5.3 |  | Power - Supply | m | 210
8.5.4 |  | Power - Install | m | 210
Subtotal Carried Forward to Next Page
ITEM | PAYMENT | DESCRIPTION | UNIT | QTY | RATE | AMOUNT
NO | REF |  |  |  |  | R-c
Subtotal Brought Forward from Previous Page
8.6 |  | Conduit (20 mm Galv): Supply and install Galvanised Conduit to SANS 61386 specification, in Z275 pre Galv, surface mounted including joints, bends, glands, HDG saddles and all accessories.
8.6.1 |  | Lighting - Supply | m | 30
8.6.2 |  | Lighting - Install | m | 30
8.6.3 |  | Power - Supply | m | 18
8.6.4 |  | Power - Install | m | 18
8.7 |  | Conduit (25 mm Galv): Supply and install Galvanised Conduit to SANS 61386 specification, in Z275 pre Galv, surface mounted including joints, bends, glands, HDG saddles and all accessories.
8.7.1 |  | Lighting - Supply | m | 30
8.7.2 |  | Lighting - Install | m | 30
8.7.3 |  | Power - Supply | m | 30
8.7.4 |  | Power - Install | m | 30
8.8 |  | Galvanised Junction or Outlet Boxes chased in brickwork or cast on concrete
8.8.1 |  | Lighting 50 x 100 mm - Supply | No | 15
8.8.2 |  | Lighting 50 x 100 mm - Install | No | 15
8.8.3 |  | Lighting 60 mm round - Supply | No | 72
8.8.4 |  | Lighting 60 mm round - Install | No | 72
8.8.5 |  | Power 100 x 100 mm - Supply | No | 15
8.8.6 |  | Power 100 x 100 mm - Install | No | 15
8.8.7 |  | Fire 60 mm round - Supply | No | 1
8.8.8 |  | Fire 60 mm round – Install | No | 1
8.8.9 |  | Security 60 mm round - Supply | No | 1
8.8.10 |  | Security 60 mm round - Install | No | 1
8.9 |  | Galvanised Outlet Boxes surface mounted to SANS 61386 specification, in Z275 pre Galv.
8.9.1 |  | Lighting 50 x 100 mm - Supply | No | 0 |  | Rate Only
8.9.2 |  | Lighting 50 x 100 mm - Install | No | 0 |  | Rate Only
8.9.3 |  | Lighting 60 mm round - Supply | No | 14
8.9.4 |  | Lighting 60 mm round - Install | No | 14
8.9.5 |  | Power 100 x 100 mm - Supply | No | 1
8.9.6 |  | Power 100 x 100 mm - Install | No | 1
8.10 |  | Isolators and Connections
Isolators installed in boxes, recessed and connections to equipment supplied by others:
8.10.1 |  | 32A TP IP65 | No | 1
8.10.2 |  | 32A DP IP65 | No | 6
Subtotal Carried Forward to Next Page
ITEM | PAYMENT | DESCRIPTION | UNIT | QTY | RATE | AMOUNT
NO | REF |  |  |  |  | R-c
Subtotal Brought Forward from Previous Page
8.11 |  | Wiring
8.11.1 |  | 600/1000Volt grade PVC insulated wire (incl. insulated copper earthwire), of various colours, drawn into conduit, trunking or power skirting including wastage, tools & equipment.
8.11.2 |  | 2.5mm2 (Lighting) - Supply& Install | m | 900
8.11.3 |  | 4mm2 (Switched Socket Outlets) - Supply& Install | m | 500
8.11.4 |  | 2.5mm2 (BCEW) - Supply& Install | m | 700
8.11.5 |  | Daylight Switch
8.11.6 |  | 15 Amp rated IP65 daylight switch | No | 3
8.12 |  | Luminaires
Luminaires, complete with conduit boxes, 5Aunswitched socket outlet where required and all fixings and accessories.
8.12.1 |  | TypeB1- Supply& Install | No | 2
8.12.2 |  | TypeB1E- Supply& Install | No | 3
8.12.3 |  | TypeC1- Supply& Install | No | 10
8.12.4 |  | TypeC1E- Supply& Install | No | 4
8.12.5 |  | Type D1 - Supply& Install | No | 41
8.12.6 |  | Type D1E - Supply& Install | No | 15
8.12.7 |  | Type G2 - Supply& Install | No | 11
8.12.8 |  | Type L1 - 121w 15990 LM luminare output LED light fitting including 10kv/10ka surge protection, marine grade aluminium ip 66 housing and ik10 polycarbonate diffuser, mounting bracket and all accessories. | No | 9
8.12.9 |  | 8m Mounting Height Fibreglass Street Light Pole complete with all accessories for burried installation for L1 | No | 9
8.13 |  | Trenching
Trenching as per typical LV trench detail on drawing MD2005-E07 Electrical Typicals
8.13.1 |  | Trenching for Intermediate excavation | m³ | 150
8.13.2 |  | Trenching for Hard rock excavtion | m³ | 20
8.13.3 |  | Cable Warning Tape | m | 365
8.13.4 |  | Concrete Cable Markers | No | 20
8.14 |  | Bonding
8.14.1 |  | Bonding of the entire Electrical installation to SANS10142-1 | Sum | 1
8.15 |  | Electrical and Electronic Sleeves including long radius bends
8.15.1 |  | Supply and install 50mm HDPE Sleeves | m | 60
8.15.2 |  | Supply and install 75mm HDPE Sleeves | m | 120
8.15.3 |  | Supply and install 110mm HDPE Sleeves | m | 50
8.15.4 |  | Supply and install 160mm HDPE Sleeves | m | 60
TOTAL SECTION SECTION 8: ELECTRICAL BUILDING SERVICES CARRIED FORWARD TO SUMMARY
ITEM | PAYMENT | DESCRIPTION | UNIT | QTY | RATE | AMOUNT
NO | REF |  |  |  |  | R-c
9 |  | SECTION 9: GENERAL
9.1 |  | Final cleaning and painting of all plant and equipment | Sum | 1
9.2 |  | Supply and install all other items not included above but which are nevertheless necessary to meet the Scope of Work and/or are required for the proper, safe and effective operation of the plant (Tenderer to specify below):
|  | ……………………………………………………….. | ……….. | …………. | ……….. | ………….
|  | ……………………………………………………….. | ……….. | …………. | ……….. | ………….
|  | ……………………………………………………….. | ……….. | …………. | ……….. | ………….
|  | ……………………………………………………….. | ……….. | …………. | ……….. | ………….
Assumed 10%
[9 empty] | 64.7 | 2.3 | 148.81 | 156
[9 empty] | 57.9 | 2 | 115.8 | 122
[9 empty] | 57.2 | 2 | 114.4 | 120
[9 empty] | 67.5 |  | 1 | 71
[7 empty] | #REF! | High Tensile
TOTAL SECTION 9: GENERAL CARRIED FORWARD TO SUMMARY
SUMMARY OF PART 3: ELECTRICAL
| PART 3: | DESCRIPTION |  |  |  | AMOUNT
| SECTION 1: | ELECTRICAL SUPPLY
| SECTION 2: | STANDBY GENERATORS
| SECTION 3: | LV DISTRIBUTION BOARDS
| SECTION 4: | MOTOR CONTROL CENTRES (MCCs)
| SECTION 5: | LOW VOLTAGE POWER CABLING AND TERMINATIONS
| SECTION 6: | FIELD CONTROL STATIONS
| SECTION 7: | EARTHING & LIGHTNING PROTECTION
| SECTION 8: | ELECTRICAL BUILDING SERVICES
| SECTION 9: | GENERAL
TOTAL CARRIED FORWARD TO SUMMARY OF BILL OF QUANTITIES ON PAGE PD.108

## C&I
ITEM | PAYMENT | DESCRIPTION | UNIT | QTY | RATE | AMOUNT
NO | REF |  |  |  |  | R-c
PART 4: CONTROL & INSTRUMENTATION EQUIPMENT
Design, supply & delivery to site of the following plant and equipment including quality assurance, factory testing and temporary storage pending installation, taking delivery, handling, erection and installation of the following plant and equipment:
1 |  | SECTION 1: SCADA & TELEMETRY
1.1 |  | Provisional Sum for SCADA Server and Work Station Hardware and Software. | Prov Sum | 1 | 150000
1.2 |  | Overheads, charges and profit on above Item | %
1.3 |  | Supply and Installation of 2kVA Sine Wave Line interactive, silent (45dBA @1m) UPS including 15 min battery backup at 100% load | Sum | 1
1.4 |  | Programming of SCADA | Sum | 1
1.5 |  | Installation and Configuration of server, operator client, engineering station and data historian and all related operating system, firewall and antivirus software as required by UGU ICT | Sum | 1
1.6 |  | Factory acceptance testing of SCADA software | Sum | 1
1.7 |  | Site Acceptance Testing | Sum | 1
1.8 |  | (a) Provisional sum for supplying and installing telemetry equipment and link to the existing Ugu SCADA system using the Ugu specialist | Prov Sum | 1 | 150000
1.9 |  | (b) Overheads, charges and profit on Item 1.4.1(a) above | %
1.10 |  | Supply and Install ergonomic SCADA workstation desk with sufficient space and mounting brackets for 2kVA UPS PC, 2 x overhead screens and drawer section, incl. allowance for sufficient airflow. | Sum | 1
1.11 |  | Supply and Install heavy duty ergonomic SCADA workstation chair | No | 1
1.12 |  | Supply and Install A4 Mono Laser printer | No | 1
1.13 |  | Supply and Install Steel Stationery Cupboard - Metal Storage Cabinet - 4 Shelves - 1800 (H) x 900 (L) x 450 (W) mm incl 3 x sets of keys | No | 1
1.14 |  | Installation of control room furniture | Sum | 1
1.15 |  | Control room CAT6 LAN and all cabling and integration into optic fibre network including switch and media converters | Sum | 1
1.16 |  | Supply and install Optic fibre cabling (FOC) 24 core SM, PE sheathed SWA | m | 100
TOTALSECTION 1: SCADA & TELEMETRY CARRIED FORWARD TO SUMMARY
ITEM | PAYMENT | DESCRIPTION | UNIT | QTY | RATE | AMOUNT
NO | REF |  |  |  |  | R-c
2 |  | SECTION 2: PLC CONTROL SYSTEM
2.1 |  | Installation of PLC and all associated components inside PLC panel. (Panel measured elsewhere as part of MCC) | Sum | 1
2.2 |  | Factory acceptance testing of PLC panel wiring | Sum | 1
2.3 |  | Development and Issue of detailed design P&ID Drawings | Sum | 1
2.4 |  | Development and Issue of Functional design specification as specified | Sum | 1
2.5 |  | Programming of PLC | Sum | 1
2.6 |  | Factory acceptance test of PLC and panel PC software | Sum | 1
2.7 |  | Wiring and loop Diagrams | No | 11
TOTAL SECTION 2: PLC CONTROL SYSTEM CARRIED FORWARD TO SUMMARY
ITEM | PAYMENT | DESCRIPTION | UNIT | QTY | RATE | AMOUNT
NO | REF |  |  |  |  | R-c
3 |  | SECTION 3: INSTRUMENT FIELD ENCLOSURES AND MOUNTING
3.1 |  | 100mm dia, SS pole complete for mounting enclosure at 1.5m above ground level. | No | 5
3.2 |  | IP65 3CR12 instrument enclosures
3.2.1 |  | Supply and install Field Enclosure 1 including SS enclosure stand, and conctere plinth | No | 1
3.2.2 |  | Supply and install Field Enclosure 2 including SS enclosure stand, and conctere plinth | No | 1
3.2.3 |  | Supply and install Field Enclosure 3 including SS enclosure stand, and conctere plinth | No | 1
3.2.4 |  | Supply and install Field Enclosure 4 including SS enclosure stand, and conctere plinth | No | 1
3.2.5 |  | Supply and install Field Enclosure 5 including SS enclosure stand, and conctere plinth | No | 1
TOTAL SECTION 3: INSTRUMENT FIELD ENCLOSURES AND MOUNTING CARRIED FORWARD TO SUMMARY
ITEM | PAYMENT | DESCRIPTION | UNIT | QTY | RATE | AMOUNT
NO | REF |  |  |  |  | R-c
4 |  | SECTION 4: FIELD INSTRUMENTATION
4.1 |  | Supply of the following
4.1.1 |  | Sewage Inflow Channel ultrasonic Level (measured as flow) Sensor including remote transmitter - open channel flume LIT-01-01 | No | 1
4.1.2 |  | Grit channel outflow Channelultrasonic Level (measured as flow) Sensor including remote transmitter - open channel flume LIT-03-01 | No | 1
4.1.3 |  | Storm water pump station compact Flow Meter between flange contact ultrasonic DN 250 PN 16 SANS flanges complete FIT-19-01 | No | 1
4.1.4 |  | Storm water pump station Sump Level Sensor including remote transmitter LIT-19-01 | No | 1
4.1.5 |  | Liquor return sump level Sensor including remote transmitter LIT-18-01 | No | 1
4.1.6 |  | RAS/WAS pump station compact flow meter between flange contact ultrasonic DN 150 PN 16 SANS flanges complete FIT-14-01 | No | 1
4.1.7 |  | Sludge chamber level Sensor including remote transmitter LIT-07-01 | No | 1
4.1.8 |  | Effluent pumps service water compact flow meter between flange contact ultrasonic DN 150 PN 16 SANS flanges complete FIT-12-01 | No | 1
4.1.9 |  | Disinfection inlet compact flow meter between flange contact ultrasonic DN 300 PN 16 SANS flanges complete FIT-10-01 | No | 1
4.1.10 |  | Dissolved Oxygen Probe AIT-01-01 including remote transmitter | No | 1
4.2 |  | Testing and commisioning of the following
4.2.1 |  | Sewage Inflow Channel ultrasonic Level (measured as flow) Sensor including remote transmitter - open channel flume LIT-01-01 | No | 1
4.2.2 |  | Grit channel outflow Channelultrasonic Level (measured as flow) Sensor including remote transmitter - open channel flume LIT-03-01 | No | 1
4.2.3 |  | Storm water pump station compact Flow Meter between flange contact ultrasonic DN 250 PN 16 SANS flanges complete FIT-19-01 | No | 1
4.2.4 |  | Storm water pump station Sump Level Sensor including remote transmitter LIT-19-01 | No | 1
4.2.5 |  | Liquor return sump level Sensor including remote transmitter LIT-18-01 | No | 1
4.2.6 |  | RAS/WAS pump station compact flow meter between flange contact ultrasonic DN 150 PN 16 SANS flanges complete FIT-14-01 | No | 1
4.2.7 |  | Sludge chamber level Sensor including remote transmitter LIT-07-01 | No | 1
4.2.8 |  | Effluent pumps service water compact flow meter between flange contact ultrasonic DN 150 PN 16 SANS flanges complete FIT-12-01 | No | 1
4.2.9 |  | Disinfection inlet compact flow meter between flange contact ultrasonic DN 300 PN 16 SANS flanges complete FIT-10-01 | No | 1
4.2.10 |  | Dissolved Oxygen Probe AIT-01-01 including remote transmitter | No | 1
TOTAL SECTION SECTION 4: FIELD INSTRUMENTATION CARRIED FORWARD TO SUMMARY
ITEM | PAYMENT | DESCRIPTION | UNIT | QTY | RATE | AMOUNT
NO | REF |  |  |  |  | R-c
5 |  | SECTION 5: CONTROL AND INSTRUMENTATION CABLES
5.1 |  | Supply, install & termination PVC PVC APL PVC twisted pair/triad 1mm2, overall screened copper conductor instrumentation cable. Excavation for cable trenches and cable supports are measured separately.
5.1.1 |  | Supply and Install
5.1.1.1 |  | 1 pair | m | 110
5.1.1.2 |  | 2 pair | m | 10
5.1.1.3 |  | 4 pair | m | 0
5.1.1.4 |  | 8 pair | m | 0
5.1.2 |  | Terminations
5.1.2.1 |  | 1 pair | ends | 14
5.1.2.2 |  | 2 pair | ends | 2
5.1.2.3 |  | 4 pair | ends | 0
5.1.2.4 |  | 8 pair | ends | 0
5.2 |  | Supply, install & termination PVC PVC SWA PVC twisted pair/triad 1 mm2, overall screened copper conductor instrumentation cable. Excavation for cable trenches and cable supports are measured separately.
5.2.1 |  | Supply and Install
5.2.1.1 |  | 2 pair | m | 170
5.2.1.2 |  | 4 pair | m | 150
5.2.1.3 |  | 8 pair | m | 1240
5.2.2 |  | Terminations
5.2.2.1 |  | 2 pair | ends | 10
5.2.2.2 |  | 4 pair | ends | 4
5.2.2.3 |  | 8 pair | ends | 36
TOTAL SECTION SECTION 5: CONTROL AND INSTRUMENTATION CABLES CARRIED FORWARD TO SUMMARY
ITEM | PAYMENT | DESCRIPTION | UNIT | QTY | RATE | AMOUNT
NO | REF |  |  |  |  | R-c
6 |  | SECTION 6: HANDOVER & TRAINING
6.1 |  | Tuition and training of Employer's staff in operation and maintenance of the Works as specified including all training resources. The training shall be provided by way of formal training sessions by the Contractor/OEM suppliers who shall certify that the training has been completed satisfactorily.
6.1.1 |  | OEM Certified Basic SCADA Course | No | 5
6.1.2 |  | OEM Certified Advanced SCADA Course | No | 2
6.1.3 |  | OEM Certified SCADA Alarm Management & Analysis Course | No | 2
6.1.4 |  | OEM Certified Control System Fundamentals (3 day course) | No | 2
6.1.5 |  | OEM Certified PLC Ladder Logic Programming (3 day course) | No | 2
6.1.6 |  | OEM Certified Control System Maintenance and Troubleshooting (3 day course) | No | 2
6.1.7 |  | Operations and Maintenance Manual as specified | No | 3
TOTAL SECTION SECTION 6: HANDOVER & TRAINING CARRIED FORWARD TO SUMMARY
ITEM | PAYMENT | DESCRIPTION | UNIT | QTY | RATE | AMOUNT
NO | REF |  |  |  |  | R-c
7 |  | SECTION 7: GENERAL
7.1 |  | PLC Programming Software package including licenses | No | 1
7.2 |  | Supply and install all other items not included above but which are nevertheless necessary to meet the Scope of Work and/or are required for the proper, safe and effective operation of the plant (Tenderer to specify below):
…………………………………………………
…………………………………………………
…………………………………………………
…………………………………………………
…………………………………………………
TOTAL SECTION 7: GENERAL CARRIED FORWARD TO SUMMARY
SUMMARY OF PART 4: CONTROL & INSTRUMENTATION EQUIPMENT
| PART 4: | DESCRIPTION |  |  |  | AMOUNT
| SECTION 1: | SCADA & TELEMETRY
| SECTION 2: | PLC CONTROL SYSTEM
| SECTION 3: | INSTRUMENT FIELD ENCLOSURES AND MOUNTING
| SECTION 4: | FIELD INSTRUMENTATION
| SECTION 5: | CONTROL AND INSTRUMENTATION CABLES
| SECTION 6: | HANDOVER & TRAINING
| SECTION 7: | GENERAL
TOTAL CARRIED FORWARD TO SUMMARY OF BILL OF QUANTITIES ON PAGE PD.108

## MECHANICAL
ITEM | PAYMENT | DESCRIPTION | UNIT | QTY | RATE | AMOUNT
NO | REF |  |  |  |  | R-c
PART 5: MECHANICAL
1 |  | SECTION 1: HEAD OF WORKS
Mechanical Project Specification M1 - Front Raked Mechanical Bar Screen, M2 - Hand Raked Bar Screen, M3 - Spiral Conveyor
1.1 |  | Design, supply & delivery to site of the following plant and equipment including quality assurance, factory testing and temporary storage pending installation:
Channel Gates (Penstocks):
1.1.1 |  | Manually operated Grade 316 stainless steel channel gates in accordance with Clause C3.11.13.4 of the Mechanical Standard Specification:
1.1.1.1 |  | To suit concrete channel 600 mm wide x 1440 mm deep including spindle and handwheel | No | 2
1.1.1.2 |  | To suit concrete channel 350 mm wide x 2100 mm deep including spindle and handwheel | No | 2
1.1.1.3 |  | To suit concrete channel 600 mm wide x 1600 mm deep including spindle and handwheel | No | 4
Front Raked Mechanical Bar Screen:
1.1.2 |  | Grade 304 stainless steel screen with tapered bars with 8 mm x 4 mm taper by 40 mm deep clear spacing to suit concrete channel 700 mm wide x 2000 mm deep all as specified in the Project Specification M1 | No | 1
Hand Raked Bar Screen:
1.1.3 |  | Grade 304 stainless steel screen with tapered bars with 25 mm clear spacing to suit concrete channel 700 mm wide x 2000 mm deep all as specified in the Project Specification M2 | No | 2
Spiral Conveyor:
1.1.4 |  | Spiral conveyor with Grade 304 stainless steel through material and fasteners, and steel alloy spiral material as specified in Project Specification M3 | No | 1
1.2 |  | Taking delivery, handling, erection and installation of the following plant and equipment:
1.2.1 |  | Channel Penstocks:
1.2.1.1 |  | Supplied under item 1.1.1.1 | No | 2
1.2.1.2 |  | Supplied under item 1.1.1.2 | No | 2
1.2.1.3 |  | Supplied under item 1.1.1.3 | No | 4
1.2.2 |  | Front Raked Mechanical Bar Screen (supplied under item 1.1.2) | No | 1
1.2.3 |  | Hand Raked Bar Screen (supplied under item 1.1.3) | Sum | 1
1.2.4 |  | Spiral Conveyor (supplied under items 1.1.4) | Sum | 1
Subtotal Carried Forward to Next Page
ITEM | PAYMENT | DESCRIPTION | UNIT | QTY | RATE | AMOUNT
NO | REF |  |  |  |  | R-c
Subtotal Brought Forward from Previous Page
1.3 |  | Site performance testing and adjusting the plant and equipment supplied and installed under this section of the Contract after completion of erection and installation:
1.3.1 |  | All plant and equipment | Sum | 1
1.4 |  | Commissioning:
1.4.1 |  | Commissioning all plant and equipment in accordance with the Commissioning Plan Standard Specification: | Sum | 1
1.5 |  | General:
1.5.1 |  | Supply and install 100 mm high embossed plastic signs to identify major components of plant and equipment | No | 4
1.5.2 |  | Final cleaning and painting of all plant and equipment in accordance with the Employer's colour coding | Sum | 1
1.5.3 |  | Spares recommended to be kept by the Employer as listed in Returnable Technical Data Sheet Nos M1, M2, and M3 |  |  |  | NIL
1.5.4 |  | Supply and install all other items not included above but which are nevertheless necessary to meet the Scope of Work and/or are required for the proper, safe and effective operation of the plant (Tenderer to specify below):
|  | …………………………………………………….. | ……….. | …………. | …………. | ………….
|  | …………………………………………………….. | ……….. | …………. | …………. | ………….
|  | …………………………………………………….. | ……….. | …………. | …………. | ………….
|  | …………………………………………………….. | ……….. | …………. | …………. | ………….
TOTAL SECTION 1: HEAD OF WORKS CARRIED FORWARD TO SUMMARY
ITEM | PAYMENT | DESCRIPTION | UNIT | QTY | RATE | AMOUNT
NO | REF |  |  |  |  | R-c
2 |  | SECTION 2: VERTICAL SHAFT MIXERS
Mechanical Project Specification M4 - Vertical Shaft Mixers
2.1 |  | Design, supply & delivery to site of the following plant and equipment including quality assurance, factory testing and temporary storage pending installation:
Mixers:
2.1.1 |  | Mixers, each equipped with a 4 kW electric motor (supplied under item 2.1.2 below) complete with shaft, coupling, gearbox, supports and stainless steel mounting bolts. | No | 2
Electrical:
2.1.2 |  | 4 kW (indicative size) electric motor with wetherproof cowl to be direct coupled to the mixer gearbox supplied under item 2.1.1 | No | 2
2.2 |  | Taking delivery, handling, erection and installation of the following plant and equipment:
2.2.1 |  | Mixers (supplied under item 2.1.1) and electric motors (supplied under item 2.1.2) | No | 2
2.3 |  | Site performance testing and adjusting the plant and equipment supplied and installed under this section of the Contract after completion of erection and installation:
2.3.1 |  | All plant and equipment | Sum | 1
2.4 |  | Commissioning:
2.4.1 |  | Commissioning all plant and equipment in accordance with the Commissioning Plan Standard Specification: | Sum | 1
2.5 |  | General:
2.5.1 |  | Supply and install 100 mm high embossed plastic signs to identify major components of plant and equipment | No | 2
2.5.2 |  | Final cleaning and painting of all plant and equipment in accordance with the Employer's colour coding | Sum | 1
2.5.3 |  | Spares recommended to be kept by the Employer as listed in Returnable Technical Data Sheet No M4 |  |  |  | NIL
2.5.4 |  | Supply and install all other items not included above but which are nevertheless necessary to meet the Scope of Work and/or are required for the proper, safe and effective operation of the plant (Tenderer to specify below):
|  | …………………………………………………….. | ……….. | …………. | …………. | ………….
|  | ……………………………………………………….. | ……….. | …………. | …………. | ………….
|  | ……………………………………………………….. | ……….. | …………. | …………. | ………….
|  | ……………………………………………………….. | ……….. | …………. | …………. | ………….
TOTAL SECTION 2: VERTICAL SHAFT MIXERS CARRIED FORWARD TO SUMMARY
ITEM | PAYMENT | DESCRIPTION | UNIT | QTY | RATE | AMOUNT
NO | REF |  |  |  |  | R-c
3 |  | SECTION 3: VERTICAL SHAFT AERATION PLANT
Mechanical Project Specification M5 - Vertical Shaft Aerators
3.1 |  | Design, supply & delivery to site of the following plant and equipment including quality assurance, factory testing and temporary storage pending installation:
Aeration Plant:
3.1.1 |  | Aerators, each equipped with a 11 kW electric motor (supplied under item 3.1.2 below) complete with shaft, coupling, gearbox, supports and stainless steel mounting bolts. | No | 4
Electrical:
3.1.2 |  | 11 kW (indicative size) electric motor with wetherproof cowl to be direct coupled to the aerator gearbox supplied under item 3.1.1 | No | 4
3.2 |  | Taking delivery, handling, erection and installation of the following plant and equipment:
3.2.1 |  | Aerators (supplied under item 3.1.1) and electric motors (supplied under item 3.1.2) | Sum | 1
3.3 |  | Site performance testing and adjusting the plant and equipment supplied and installed under this section of the Contract after completion of erection and installation:
3.3.1 |  | All plant and equipment | Sum | 1
3.4 |  | Commissioning:
3.4.1 |  | Commissioning all mechanical, electrical and instrumentation plant and equipment in accordance with the Commissioning Plan Standard Specification: | Sum | 1
3.5 |  | General:
3.5.1 |  | Supply and install 100 mm high embossed plastic signs to identify major components of plant and equipment | No | 4
3.5.2 |  | Final cleaning and painting of all plant and equipment in accordance with the Employer's colour coding | Sum | 1
3.5.3 |  | Spares recommended to be kept by the Employer as listed in Returnable Technical Data Sheet Nos M5 |  |  |  | NIL
3.5.4 |  | Supply and install all other items not included above but which are nevertheless necessary to meet the Scope of Work and/or are required for the proper, safe and effective operation of the plant (Tenderer to specify below):
|  | …………………………………………………….. | ……….. | …………. | …………. | ………….
|  | …………………………………………………….. | ……….. | …………. | …………. | ………….
|  | …………………………………………………….. | ……….. | …………. | …………. | ………….
|  | …………………………………………………….. | ……….. | …………. | …………. | ………….
TOTAL SECTION 3: VERTICAL SHAFT AERATION PLANT CARRIED FORWARD TO SUMMARY
ITEM | PAYMENT | DESCRIPTION | UNIT | QTY | RATE | AMOUNT
NO | REF |  |  |  |  | R-c
4 |  | SECTION 4: AXIAL FLOW PUMPS
Mechanical Project Specification M6 - Axial Flow Pumps (A-Recycle)
4.1 |  | Design, supply & delivery to site of the following plant and equipment including quality assurance, factory testing and temporary storage pending installation:
Axial Flow Pumping Plant:
4.1.1 |  | Axial Flow Pumps, each equipped with a 0.55 kW electric motor (supplied under item 4.1.2 below) with a duty of 56 m3/h x 1.0m complete with couplings, guard, bedplate and holding down bolts. | No | 3
Electrical:
4.1.2 |  | 0.55 kW (indicative size) electric motor with wetherproof cowl to be vee-belt driven to the pump supplied under item 4.1.1 | No | 3
4.2 |  | Taking delivery, handling, erection and installation of the following plant and equipment:
4.2.1 |  | Axial Flow Pumps (supplied under item 4.1.1) and electric motors (supplied under item 4.1.2) | Sum | 1
4.3 |  | Site performance testing and adjusting the plant and equipment supplied and installed under this section of the Contract after completion of erection and installation:
4.3.1 |  | All plant and equipment | Sum | 1
4.4 |  | Commissioning:
4.4.1 |  | Commissioning all mechanical, electrical and instrumentation plant and equipment in accordance with the Commissioning Plan Standard Specification: | Sum | 1
4.5 |  | General:
4.5.1 |  | Supply and install 100 mm high embossed plastic signs to identify major components of plant and equipment | No | 3
4.5.2 |  | Final cleaning and painting of all plant and equipment in accordance with the Employer's colour coding | Sum | 1
4.5.3 |  | Spares recommended to be kept by the Employer as listed in Returnable Technical Data Sheet Nos M5 |  |  |  | NIL
4.5.4 |  | Supply and install all other items not included above but which are nevertheless necessary to meet the Scope of Work and/or are required for the proper, safe and effective operation of the plant (Tenderer to specify below):
|  | …………………………………………………….. | ……….. | …………. | …………. | ………….
|  | …………………………………………………….. | ……….. | …………. | …………. | ………….
|  | …………………………………………………….. | ……….. | …………. | …………. | ………….
|  | …………………………………………………….. | ……….. | …………. | …………. | ………….
TOTAL SECTION 4: AXIAL FLOW PUMPS CARRIED FORWARD TO SUMMARY
ITEM | PAYMENT | DESCRIPTION | UNIT | QTY | RATE | AMOUNT
NO | REF |  |  |  |  | R-c
5 |  | SECTION 5: SECONDARY CLARIFIERS
Mechanical Project Specification M7 - Secondary Clarifiers
5.1 |  | Design, supply & delivery to site of the following plant and equipment including quality assurance, factory testing and temporary storage pending installation:
Mechanical:
5.1.1 |  | Mechanical sludge removal equipment for the clarifier including rotating half bridge sludge scraper and drive assembly, and all mechanical equipment and motor, gearbox, and all supporting steelwork, open grid walkways handrails and access ladders and platforms | No | 2
5.1.2 |  | Central stilling well and supports | No | 2
5.1.3 |  | Electro-mechanical sludge draw off mechanism | Sets | 2
5.1.4 |  | Vee notch weir plates | Sets | 2
5.1.5 |  | Scum baffles | Sets | 2
5.1.6 |  | Scum draw off mechanism including scum receiving hopper | Sets | 2
5.2 |  | Taking delivery, handling, erection and installation of the following plant and equipment:
5.2.1 |  | All mechanical and electrical plant and equipment (supplied under item 5.1.1) | No | 2
5.2.2 |  | Central stilling well (supplied under item 5.1.2)
5.2.3 |  | Electro-mechanical sludge draw off mechanism (supplied under item 5.1.3) | Sets | 2
5.2.4 |  | Vee notch weir plates (supplied under item 5.1.4) | Sets | 2
5.2.5 |  | Scum baffles (supplied under item 5.1.5) | Sets | 2
5.2.6 |  | Scum draw off mechanism (supplied under item 5.1.6) | Sets | 2
5.3 |  | Site performance testing and adjusting the plant and equipment supplied and installed under this section of the Contract after completion of erection and installation:
5.3.1 |  | All plant and equipment | Sum | 1
5.4 |  | Commissioning:
5.4.1 |  | Commissioning all plant and equipment in accordance with the Commissioning Plan Standard Specification: | Sum | 1
5.5 |  | General:
5.5.1 |  | Supply and install 100 mm high embossed plastic signs to identify major components of plant and equipment | No | 2
5.5.2 |  | Final cleaning and painting of all plant and equipment in accordance with the Employer's colour coding | Sum | 1
Subtotal Carried Forward to Next Page
ITEM | PAYMENT | DESCRIPTION | UNIT | QTY | RATE | AMOUNT
NO | REF |  |  |  |  | R-c
Subtotal Brought Forward from Previous Page
5.5.3 |  | Spares recommended to be kept by the Employer as listed in Returnable Technical Data Sheet No M7 |  |  |  | NIL
5.5.4 |  | Supply and install all other items not included above but which are nevertheless necessary to meet the Scope of Work and/or are required for the proper, safe and effective operation of the plant (Tenderer to specify below):
|  | …………………………………………………….. | ……….. | …………. | …………. | ………….
|  | …………………………………………………….. | ……….. | …………. | …………. | ………….
|  | …………………………………………………….. | ……….. | …………. | …………. | ………….
|  | …………………………………………………….. | ……….. | …………. | …………. | ………….
TOTAL SECTION 5: SECONDARY CLARIFIERS CARRIED FORWARD TO SUMMARY
ITEM | PAYMENT | DESCRIPTION | UNIT | QTY | RATE | AMOUNT
NO | REF |  |  |  |  | R-c
6 |  | SECTION 6: PUMPING PLANT
Project Specification M8 - Sludge Recycling Pumping Plant (RAS/WAS Pumps)
6.1 |  | Design, supply & delivery to site of the following plant and equipment including quality assurance, factory testing and temporary storage pending installation:
Pumping Plant:
6.1.1 |  | Submersible centrifugal pumps each equipped with a 1,5 kW motor with a duty of 42 m3/h x 6 m complete with all ancillaries. | Set | 3
Factory Testing of Pumps:
6.1.2 |  | Hydraulic pressure testing of pumps | No | 3
6.1.3 |  | Performance testing of pumps | No | 3
Pipework and Valves:
6.1.4 |  | All pipework and valves for above, including all pipework from the pumps and the delivery manifold terminating at the flange outside the pump station all as shown on the tender drawings. | Sum | 1
6.1.5 |  | All necessary permanent supports for the pipework and valves. | Sum | 1
Pressure Gauges:
6.1.6 |  | 100 mm diameter delivery pressure gauge | No | 3
6.1.7 |  | 100 mm diameter delivery main pressure gauge | No | 1
6.2 |  | Taking delivery, handling, erection and installation of the following plant and equipment:
Pumps and Pipework:
6.2.1 |  | For pumpsets (supplied under item 6.1.1) including for setting up bedplates and HD bolts. | Sum | 1
6.2.2 |  | Pipework and valves (supplied under item 6.1.4 and 6.1.5) including all fixing and securing of supports | Sum | 1
6.2.3 |  | Pressure gauges (supplied under item 6.1.6 and 6.1.7) | Sum | 1
6.3 |  | Site performance testing and adjusting the plant and equipment supplied and installed under this section of the Contract after completion of erection and installation:
6.3.1 |  | All plant and equipment | Sum | 1
6.4 |  | Commissioning:
6.4.1 |  | Commissioning all mechanical plant and equipment in accordance with the Commissioning Plan Standard Specification | Sum | 1
6.5 |  | General:
6.5.1 |  | Supply and install 100 mm high embossed plastic signs to identify major components of plant and equipment | No | 3
6.5.2 |  | Final cleaning and painting of all plant and equipment | Sum | 1
Subtotal Carried Forward to Next Page
ITEM | PAYMENT | DESCRIPTION | UNIT | QTY | RATE | AMOUNT
NO | REF |  |  |  |  | R-c
Subtotal Brought Forward from Previous Page
6.5.3 |  | Spares recommended to be kept by the Employer as listed in Returnable Technical Data Sheet No M8 |  |  |  | NIL
6.5.4 |  | Supply and install all other items not included above but which are nevertheless necessary to meet the Scope of Work and/or are required for the proper, safe and effective operation of the plant (Tenderer to specify below):
|  | …………………………………………………….. | ……….. | …………. | ……….. | ………….
|  | …………………………………………………….. | ……….. | …………. | ……….. | ………….
|  | …………………………………………………….. | ……….. | …………. | ……….. | ………….
|  | …………………………………………………….. | ……….. | …………. | ……….. | ………….
TOTAL SECTION 6: PUMPING PLANT CARRIED FORWARD TO SUMMARY
ITEM | PAYMENT | DESCRIPTION | UNIT | QTY | RATE | AMOUNT
NO | REF |  |  |  |  | R-c
7 |  | SECTION 7: SODIUM HYPOCHLORITE PLANT
Mechanical Project Specification M9 - Sodium Hypochlorite Plant
7.1 |  | Design, supply & delivery to site of the following plant and equipment including quality assurance, factory testing and temporary storage pending installation:
Sodium Hypochlorite Plant:
7.1.1 |  | 1000 ℓ Sodium Hypochlorite storage tanks | No | 2
7.1.2 |  | Diaphragm dosing pumps | No | 2
7.1.3 |  | Diaphragm dosing pumps including ancillaries for the dosing pumps inclusive of enclosure for protection and mounting base | No | 2
7.1.4 |  | Complete interconnecting pipework and fittings with supports | Sum | 1
7.1.5 |  | Safety equipment for the entire facility | Sum | 1
Electrical:
7.1.6 |  | Local control panel including all cabling to the plant and equipment within the sodium hypochlorite system | No | 1
7.2 |  | Taking delivery, handling, erection and installation of the following plant and equipment:
7.2.1 |  | All plant and equipment | Sum | 1
7.3 |  | Site performance testing and adjusting the plant and equipment supplied and installed under this section of the Contract after completion of erection and installation:
7.3.1 |  | All Sodium Hypochlorite Plant and equipment | Sum | 1
7.4 |  | Commissioning:
7.4.1 |  | Commissioning all mechanical, electrical and instrumentation plant and equipment in accordance with the Commissioning Plan Standard Specification | Sum | 1
7.5 |  | General:
7.5.1 |  | Supply and install 100 mm high embossed plastic signs to identify major components of plant and equipment | Sum | 1
7.5.2 |  | Final cleaning and painting of all plant and equipment in accordance with the Employer's colour coding | Sum | 1
7.5.3 |  | Spares recommended to be kept by the Employer as listed in Returnable Technical Data Sheet Nos M5 |  |  |  | NIL
7.5.4 |  | Supply and install all other items not included above but which are nevertheless necessary to meet the Scope of Work and/or are required for the proper, safe and effective operation of the plant (Tenderer to specify below):
|  | …………………………………………………….. | ……….. | …………. | …………. | ………….
|  | …………………………………………………….. | ……….. | …………. | …………. | ………….
|  | …………………………………………………….. | ……….. | …………. | …………. | ………….
|  | …………………………………………………….. | ……….. | …………. | …………. | ………….
TOTAL SECTION 7: AXIAL FLOW PUMPS CARRIED FORWARD TO SUMMARY
ITEM | PAYMENT | DESCRIPTION | UNIT | QTY | RATE | AMOUNT
NO | REF |  |  |  |  | R-c
8 |  | SECTION 8: STORMWATER PUMPING PLANT
Storm Water Pumps
8.1 |  | Design, supply & delivery to site of the following plant and equipment including quality assurance, factory testing and temporary storage pending installation:
Pumping Plant:
8.1.1 |  | Submersible centrifugal pumps each equipped with a 7,5 kW motor with a duty of 143.75 m3/h x8.4 m complete with all ancillaries. | Set | 2
Factory Testing of Pumps:
8.1.2 |  | Hydraulic pressure testing of pumps | No | 2
8.1.3 |  | Performance testing of pumps | No | 2
Pipework and Valves:
8.1.4 |  | All pipework and valves for above, including all pipework from the pumps and the delivery manifold terminating at the flange outside the pump station all as shown on the tender drawings. | Sum | 1
8.1.5 |  | All necessary permanent supports for the pipework and valves. | Sum | 1
Pressure Gauges:
8.1.6 |  | 100 mm diameter delivery pressure gauge | No | 2
8.1.7 |  | 100 mm diameter delivery main pressure gauge | No | 1
8.2 |  | Taking delivery, handling, erection and installation of the following plant and equipment:
Pumps and Pipework:
8.2.1 |  | For pumpsets (supplied under item 8.1.1) including for setting up bedplates and HD bolts. | Sum | 1
8.2.2 |  | Pipework and valves (supplied under item 8.1.4 and 8.1.5) including all fixing and securing of supports | Sum | 1
8.2.3 |  | Pressure gauges (supplied under item 8.1.6 and 8.1.7) | Sum | 1
8.3 |  | Site performance testing and adjusting the plant and equipment supplied and installed under this section of the Contract after completion of erection and installation:
8.3.1 |  | All plant and equipment | Sum | 1
8.4 |  | Commissioning:
8.4.1 |  | Commissioning all mechanical plant and equipment in accordance with the Commissioning Plan Standard Specification | Sum | 1
Subtotal Carried Forward to Next Page
ITEM | PAYMENT | DESCRIPTION | UNIT | QTY | RATE | AMOUNT
NO | REF |  |  |  |  | R-c
Subtotal Brought Forward from Previous Page
8.5 |  | General:
8.5.1 |  | Supply and install 100 mm high embossed plastic signs to identify major components of plant and equipment | No | 3
8.5.2 |  | Final cleaning and painting of all plant and equipment | Sum | 1
8.5.3 |  | Spares recommended to be kept by the Employer as listed in Returnable Technical Data Sheet No M8 |  |  |  | NIL
8.5.4 |  | Supply and install all other items not included above but which are nevertheless necessary to meet the Scope of Work and/or are required for the proper, safe and effective operation of the plant (Tenderer to specify below):
|  | ……………………………………………………….. | ……….. | …………. | ……….. | ………….
|  | ……………………………………………………….. | ……….. | …………. | ……….. | ………….
|  | ……………………………………………………….. | ……….. | …………. | ……….. | ………….
|  | ……………………………………………………….. | ……….. | …………. | ……….. | ………….
TOTAL SECTION 8: PUMPING PLANT CARRIED FORWARD TO SUMMARY
ITEM | PAYMENT | DESCRIPTION | UNIT | QTY | RATE | AMOUNT
NO | REF |  |  |  |  | R-c
9 |  | SECTION 9: TREATED EFFLUENT PUMPING PLANT
Service water pumps (Effluent PS)
9.1 |  | Design, supply & delivery to site of the following plant and equipment including quality assurance, factory testing and temporary storage pending installation:
Pumping Plant:
9.1.1 |  | Submersible centrifugal pumps each equipped with a 7,5 kW motor with a duty of 60 m3/h x 24. m complete with all ancillaries. | Set | 2
Factory Testing of Pumps:
9.1.2 |  | Hydraulic pressure testing of pumps | No | 2
9.1.3 |  | Performance testing of pumps | No | 2
Pipework and Valves:
9.1.4 |  | All pipework and valves for above, including all pipework from the pumps and the delivery manifold terminating at the flange outside the pump station all as shown on the tender drawings. | Sum | 1
9.1.5 |  | All necessary permanent supports for the pipework and valves. | Sum | 1
Pressure Gauges:
9.1.6 |  | 100 mm diameter delivery pressure gauge | No | 2
9.1.7 |  | 100 mm diameter delivery main pressure gauge | No | 1
9.2 |  | Taking delivery, handling, erection and installation of the following plant and equipment:
Pumps and Pipework:
9.2.1 |  | For pumpsets (supplied under item 9.1.1) including for setting up bedplates and HD bolts. | Sum | 1
9.2.2 |  | Pipework and valves (supplied under item 9.1.4 and 9.1.5) including all fixing and securing of supports | Sum | 1
9.2.3 |  | Pressure gauges (supplied under item 9.1.6 and 9.1.7) | Sum | 1
9.3 |  | Site performance testing and adjusting the plant and equipment supplied and installed under this section of the Contract after completion of erection and installation:
9.3.1 |  | All plant and equipment | Sum | 1
9.4 |  | Commissioning:
9.4.1 |  | Commissioning all mechanical plant and equipment in accordance with the Commissioning Plan Standard Specification | Sum | 1
Subtotal Carried Forward to Next Page
ITEM | PAYMENT | DESCRIPTION | UNIT | QTY | RATE | AMOUNT
NO | REF |  |  |  |  | R-c
Subtotal Brought Forward from Previous Page
9.5 |  | General:
9.5.1 |  | Supply and install 100 mm high embossed plastic signs to identify major components of plant and equipment | No | 3
9.5.2 |  | Final cleaning and painting of all plant and equipment | Sum | 1
9.5.3 |  | Spares recommended to be kept by the Employer as listed in Returnable Technical Data Sheet No M8 |  |  |  | NIL
9.5.4 |  | Supply and install all other items not included above but which are nevertheless necessary to meet the Scope of Work and/or are required for the proper, safe and effective operation of the plant (Tenderer to specify below):
|  | …………………………………………………….. | ……….. | …………. | ……….. | ………….
|  | …………………………………………………….. | ……….. | …………. | ……….. | ………….
|  | …………………………………………………….. | ……….. | …………. | ……….. | ………….
|  | …………………………………………………….. | ……….. | …………. | ……….. | ………….
TOTAL SECTION 9: PUMPING PLANT CARRIED FORWARD TO SUMMARY
ITEM | PAYMENT | DESCRIPTION | UNIT | QTY | RATE | AMOUNT
NO | REF |  |  |  |  | R-c
10 |  | SECTION 10: PUMPING PLANT
Underdrainage pumps at Effluent treated pumpstation
10.1 |  | Design, supply & delivery to site of the following plant and equipment including quality assurance, factory testing and temporary storage pending installation:
Pumping Plant:
10.1.1 |  | Submersible centrifugal pumps each equipped with a 0,37 kW motor with a duty of 7 m3/h x 4.8 m complete with all ancillaries. | Set | 2
Factory Testing of Pumps:
10.1.2 |  | Hydraulic pressure testing of pumps | No | 2 |  |  | 2 | 0 | 0
10.1.3 |  | Performance testing of pumps | No | 2 |  |  |  | 1 | 0
Pipework and Valves:
10.1.4 |  | All pipework and valves for above, including all pipework from the pumps and the delivery manifold terminating at the flange outside the pump station all as shown on the tender drawings. | Sum | 1
10.1.5 |  | All necessary permanent supports for the pipework and valves. | Sum | 1
Pressure Gauges:
10.1.6 |  | 100 mm diameter delivery pressure gauge | No | 2
10.1.7 |  | 100 mm diameter delivery main pressure gauge | No | 1
10.2 |  | Taking delivery, handling, erection and installation of the following plant and equipment:
Pumps and Pipework:
10.2.1 |  | For pumpsets (supplied under item 10.1.1) including for setting up bedplates and HD bolts. | Sum | 1
10.2.2 |  | Pipework and valves (supplied under item 10.1.4 and 10.1.5) including all fixing and securing of supports | Sum | 1
10.2.3 |  | Pressure gauges (supplied under item 10.1.6 and 10.1.7) | Sum | 1
10.3 |  | Site performance testing and adjusting the plant and equipment supplied and installed under this section of the Contract after completion of erection and installation: |  |  |  |  | 0
10.3.1 |  | All plant and equipment | Sum | 1 |  |  | 0
10.4 |  | Commissioning: |  |  |  |  | 0 | 0
10.4.1 |  | Commissioning all mechanical plant and equipment in accordance with the Commissioning Plan Standard Specification | Sum | 1 |  |  | 0
Subtotal Carried Forward to Next Page
ITEM | PAYMENT | DESCRIPTION | UNIT | QTY | RATE | AMOUNT
NO | REF |  |  |  |  | R-c
Subtotal Brought Forward from Previous Page
10.5 |  | General:
10.5.1 |  | Supply and install 100 mm high embossed plastic signs to identify major components of plant and equipment | No | 3
10.5.2 |  | Final cleaning and painting of all plant and equipment | Sum | 1
10.5.3 |  | Spares recommended to be kept by the Employer as listed in Returnable Technical Data Sheet No M8 |  |  |  | NIL
10.5.4 |  | Supply and install all other items not included above but which are nevertheless necessary to meet the Scope of Work and/or are required for the proper, safe and effective operation of the plant (Tenderer to specify below):
|  | …………………………………………………….. | ……….. | …………. | ……….. | ………….
|  | …………………………………………………….. | ……….. | …………. | ……….. | ………….
|  | …………………………………………………….. | ……….. | …………. | ……….. | ………….
|  | …………………………………………………….. | ……….. | …………. | ……….. | ………….
TOTAL SECTION 10: PUMPING PLANT CARRIED FORWARD TO SUMMARY
ITEM | PAYMENT | DESCRIPTION | UNIT | QTY | RATE | AMOUNT
NO | REF |  |  |  |  | R-c
11 |  | SECTION 11: PUMPING PLANT
Supernatant Recyle Pumps
11.1 |  | Design, supply & delivery to site of the following plant and equipment including quality assurance, factory testing and temporary storage pending installation:
Pumping Plant:
11.1.1 |  | Submersible centrifugal pumps each equipped with a 0,75 kW motor with a duty of 60 m3/h x 4.8 m complete with all ancillaries. | Set | 2
Factory Testing of Pumps:
11.1.2 |  | Hydraulic pressure testing of pumps | No | 2 |  |  | 2 | 0 | 0
11.1.3 |  | Performance testing of pumps | No | 2 |  |  |  | 1 | 0
Pipework and Valves:
11.1.4 |  | All pipework and valves for above, including all pipework from the pumps and the delivery manifold terminating at the flange outside the pump station all as shown on the tender drawings. | Sum | 1
11.1.5 |  | All necessary permanent supports for the pipework and valves. | Sum | 1
Pressure Gauges:
11.1.6 |  | 100 mm diameter delivery pressure gauge | No | 2
11.1.7 |  | 100 mm diameter delivery main pressure gauge | No | 1
11.2 |  | Taking delivery, handling, erection and installation of the following plant and equipment:
Pumps and Pipework:
11.2.1 |  | For pumpsets (supplied under item 11.1.1) including for setting up bedplates and HD bolts. | Sum | 1
11.2.2 |  | Pipework and valves (supplied under item 11.1.4 and 11.1.5) including all fixing and securing of supports | Sum | 1
11.2.3 |  | Pressure gauges (supplied under item 11.1.6 and 11.1.7) | Sum | 1
11.3 |  | Site performance testing and adjusting the plant and equipment supplied and installed under this section of the Contract after completion of erection and installation: |  |  |  |  | 0
11.3.1 |  | All plant and equipment | Sum | 1 |  |  | 0
11.4 |  | Commissioning: |  |  |  |  | 0 | 0
11.4.1 |  | Commissioning all mechanical plant and equipment in accordance with the Commissioning Plan Standard Specification | Sum | 1 |  |  | 0
Subtotal Carried Forward to Next Page
ITEM | PAYMENT | DESCRIPTION | UNIT | QTY | RATE | AMOUNT
NO | REF |  |  |  |  | R-c
Subtotal Brought Forward from Previous Page
10.5 |  | General:
10.5.1 |  | Supply and install 100 mm high embossed plastic signs to identify major components of plant and equipment | No | 3
10.5.2 |  | Final cleaning and painting of all plant and equipment | Sum | 1
10.5.3 |  | Spares recommended to be kept by the Employer as listed in Returnable Technical Data Sheet No M8 |  |  |  | NIL
10.5.4 |  | Supply and install all other items not included above but which are nevertheless necessary to meet the Scope of Work and/or are required for the proper, safe and effective operation of the plant (Tenderer to specify below):
|  | …………………………………………………….. | ……….. | …………. | ……….. | ………….
|  | …………………………………………………….. | ……….. | …………. | ……….. | ………….
|  | …………………………………………………….. | ……….. | …………. | ……….. | ………….
|  | …………………………………………………….. | ……….. | …………. | ……….. | ………….
TOTAL SECTION 11: PUMPING PLANT CARRIED FORWARD TO SUMMARY
SUMMARY OF PART 5: MECHANICAL
| PART 5: | DESCRIPTION |  |  |  | AMOUNT
| SECTION 1: | HEAD OF WORKS
| SECTION 2: | VERTICAL SHAFT MIXERS
| SECTION 3: | VERTICAL SHAFT AERATION PLANT
| SECTION 4: | A-RECYCLE PUMPING PLANT
| SECTION 5: | SECONDARY CLARIFIERS
| SECTION 6: | RAS/WAS PUMPING PLANT
| SECTION 7: | SODIUM HYPOCHLORITE PLANT
| SECTION 8: | STORMWATER RECYCLE PUMPING PLANT
| SECTION 9: | TREATED EFFLUENT PUMPING PLANT
| SECTION 10: | UNDERDRAINAGE PUMPING PLANT
| SECTION 11: | SUPERNATANT RECYCLE PUMPING PLANT
TOTAL CARRIED FORWARD TO SUMMARY OF BILL OF QUANTITIES ON PAGE PD.108

## OPERATIONAL
ITEM | PAYMENT | DESCRIPTION | UNIT | QTY | RATE | AMOUNT
NO | REF |  |  |  |  | R-c
6 |  | PART 6: OPERATION AND CONTROL
6.1 |  | Preperation of Operation and Maintenance manual for Works as a whole | Sum | 1
6.2 |  | Commissioning and Operation of the complete works for a minimum fault free continuous period of 72 hours | Sum | 1
6.3 |  | Training and Operations Supervision | Sum | 1
6.4 |  | Training and operations supervision for operationing staff, on all equipment installed | Sum | 1
6.5 |  | Site inspection and checking that equipment is properly maintained. Site visits at 1, 6 and 12 months after the commissioning date. Report to be compiled and submitted after each inspection | Sum | 1
TOTAL PART 6: OPERATION AND CONTROL
SUMMARY OF PART 6: OPERATION AND CONTROL
| PART 6: | DESCRIPTION |  |  |  | AMOUNT
| PART 6: | OPERATION AND CONTROL
TOTAL CARRIED FORWARD TO SUMMARY OF BILL OF QUANTITIES ON PAGE PD.108

## SUMMARY
SUMMARY OF THE BILLS OF QUANTITIES
PART 1: PRELIMINARY & GENERAL
PART 1: | DESCRIPTION | AMOUNT
SECTION 1 | PRELIMINARY AND GENERAL
TOTAL CARRIED FORWARD TO SUMMARY OF BILL OF QUANTITIES ON PAGE PD.108
PART 2: CIVIL AND BUILDING
PART 2: | DESCRIPTION | AMOUNT
SECTION 1: | SITE CLEARANCE AND DEMOLITION
SECTION 2: | EARTHWORKS (GENERAL)
SECTION 3: | HEAD OF WORKS
SECTION 4: | BIOREACTOR
SECTION 5: | CHLORINE CONTACT TANK
SECTION 6: | CLARIFIERS
SECTION 7: | EFFLUENT & SUPERNATANT PUMP STATION
SECTION 8: | RAS PUMP STATION
SECTION 9: | SLUDGE AND SCUM DRYING BEDS
SECTION 10: | STORM WATER PUMP STATION
SECTION 11: | INTERCONNECTING PIPEWORK
SECTION 12: | BUILDING WORK
SECTION 13 | ROADS AND STORMWATER
TOTAL CARRIED FORWARD TO SUMMARY OF BILL OF QUANTITIES ON PAGE PD.108
PART 3: ELECTRICAL
PART 3: | DESCRIPTION | AMOUNT
SECTION 1: | ELECTRICAL SUPPLY
SECTION 2: | STANDBY GENERATORS
SECTION 3: | LV DISTRIBUTION BOARDS
SECTION 4: | MOTOR CONTROL CENTRES (MCCs)
SECTION 5: | LOW VOLTAGE POWER CABLING AND TERMINATIONS
SECTION 6: | FIELD CONTROL STATIONS
SECTION 7: | EARTHING & LIGHTNING PROTECTION
SECTION 8: | ELECTRICAL BUILDING SERVICES
SECTION 9: | GENERAL
TOTAL CARRIED FORWARD TO SUMMARY OF BILL OF QUANTITIES ON PAGE PD.108
PART 4: CONTROL & INSTRUMENTATION EQUIPMENT
PART 4: | DESCRIPTION | AMOUNT
SECTION 1: | SCADA & TELEMETRY
SECTION 2: | PLC CONTROL SYSTEM
SECTION 3: | INSTRUMENT FIELD ENCLOSURES AND MOUNTING
SECTION 4: | FIELD INSTRUMENTATION
SECTION 5: | CONTROL AND INSTRUMENTATION CABLES
SECTION 6: | HANDOVER & TRAINING
SECTION 7: | GENERAL
TOTAL CARRIED FORWARD TO SUMMARY OF BILL OF QUANTITIES ON PAGE PD.108
PART 5: MECHANICAL
PART 5: | DESCRIPTION | AMOUNT
SECTION 1: | HEAD OF WORKS
SECTION 2: | VERTICAL SHAFT MIXERS
SECTION 3: | VERTICAL SHAFT AERATION PLANT
SECTION 4: | A-RECYCLE PUMPING PLANT
SECTION 5: | SECONDARY CLARIFIERS
SECTION 6: | RAS/WAS PUMPING PLANT
SECTION 7: | AXIAL FLOW PUMPS (DOSING PUMPS)
SECTION 8: | STORMWATER RECYCLE PUMPING PLANT
SECTION 9: | TREATED EFFLUENT PUMPING PLANT
SECTION 10: | UNDERDRAINAGE PUMPING PLANT
SECTION 11: | SUPERNATANT RECYCLE PUMPING PLANT
TOTAL CARRIED FORWARD TO SUMMARY OF BILL OF QUANTITIES ON PAGE PD.108
PART 6: OPERATION & CONTROL
PART 6: | DESCRIPTION | AMOUNT
PART 6: | OPERATION AND CONTROL
TOTAL CARRIED FORWARD TO SUMMARY OF BILL OF QUANTITIES ON PAGE PD.108